## BoQ1 (hidden)
Item Rate BoQ
BoQ_Ver3.0 | Item Rate | Normal | INR Only | INR
Select, Excess (+), Less (-) |  | Less (-)
Tender Inviting Authority: PROJECT DIRECTOR MHSSP
Name of Work: Construction, Renovation & Extension of works of Health facilities under Directorate of Health Services, Health & Family Welfare Department, Government of Meghalaya for East Jaintia Hills-2
Contract No: DHS/P-43/MHSSP/CW-5 (b)/2021-22
Name of the Bidder/ Bidding Firm / Company :
PRICE SCHEDULE (This BOQ template must not be modified/replaced by the bidder and the same should be uploaded after filling the relevent columns, else the bidder is liable to be rejected for this tender. Bidders are allowed to enter the Bidder Name and Values only)
NUMBER # | TEXT # | TEXT # | NUMBER # | TEXT # | NUMBER | NUMBER | TEXT | TEXT # | NUMBER # | TEXT# | TEXT # | NUMBER # | NUMBER | NUMBER | NUMBER | NUMBER | TEXT | TEXT | NUMBER | NUMBER | NUMBER | NUMBER | TEXT | TEXT | NUMBER | NUMBER | NUMBER | NUMBER | TEXT | TEXT | NUMBER | NUMBER | NUMBER | NUMBER | TEXT | TEXT | NUMBER | NUMBER | NUMBER | NUMBER | TEXT | TEXT | NUMBER | NUMBER | NUMBER # | NUMBER # | TEXT | TEXT | NUMBER # | NUMBER # | DATE | NUMBER # | NUMBER # | TEXT #
Sl. No. | Name of the Work | Item Code | Quantity | Units | Estimated Rate |  |  | Addition / Deduction | Addition / Deduction Values | Currency Convertion against each Item | Quoted Currency in INR / Other Currency | BASIC RATE In Figures To be entered by the Bidder Rs. P | Excise Duty | VAT | Freight Charges ( Unloading & Stacking) | Any Other Taxes/Duties/Levies |  |  | Other Taxes 2 | IIIrd Party i.e DGS&D / RITES etc Inspection Charges @0.34%+Service Tax | Less for Cenvat Credit,if any respect of Supplies Under full Excise Duty Category | [30 empty] | TOTAL AMOUNT With Taxes | TOTAL AMOUNT With Taxes | TOTAL AMOUNT In Words
1 | 2 | 3 | 4 | 5 | 6 | 7 | 8 | 9 | 10 | 11 | 12 | 13 | 14 | 15 | 16 | 17 | 18 | 19 | 20 | 21 | 22 | 23 | 24 | 25 | 26 | 27 | 28 | 29 | 30 | 31 | 32 | 33 | 34 | 35 | 36 | 37 | 38 | 39 | 40 | 41 | 42 | 43 | 44 | 45 | 46 | 47 | 48 | 49 | 50 | 51 | 52 | 53 | 54 | 55
1 | Dkhiah SC | Item 1
1.1 | Construction Deep Burial Pit-Dkhiah | Item 2 | 1 | Nos | 100 |  |  | Excess(+) | 1 | Full Conversion | INR | [40 empty] | 0 | 0 | #VALUE!
1.2 | Construction Sharp Pit -Dkhiah | Item 3 | 1 | Nos | 100 |  |  | Excess(+) | 1 | Full Conversion | INR | [40 empty] | 0 | 0 | #VALUE!
2 | Kuliang SC | Item 4
2.1 | Construction Deep Burial Pit-Kuliang | Item 5 | 1 | Nos | 100 |  |  | Excess(+) | 1 | Full Conversion | INR | [40 empty] | 0 | 0 | #VALUE!
2.2 | Construction Sharp Pit-Kuliang SC | Item 6 | 1 | Nos | 100 |  |  | Excess(+) | 1 | Full Conversion | INR | [40 empty] | 0 | 0 | #VALUE!
3 | RataCherra SC | Item 7
3.1 | Improvement of Sub-Centre Building- RataCherra | Item 8 | 1 | Nos | 100 |  |  | Excess(+) | 1 | Full Conversion | INR | [40 empty] | 0 | 0 | #VALUE!
3.2 | Construction Deep Burial Pit- RataCherra | Item 9 | 1 | Nos | 100 |  |  | Excess(+) | 1 | Full Conversion | INR | [40 empty] | 0 | 0 | #VALUE!
3.3 | Construction Sharp Pit-RataCherra | Item 10 | 1 | Nos | 100 |  |  | Excess(+) | 1 | Full Conversion | INR | [40 empty] | 0 | 0 | #VALUE!
4 | Huroi SC | Item 11
4.1 | Improvement of Sub-Centre Building-Huroi | Item 12 | 1 | Nos | 100 |  |  | Excess(+) | 1 | Full Conversion | INR | [40 empty] | 0 | 0 | #VALUE!
4.2 | Construction Deep Burial Pit-Huroi | Item 13 | 1 | Nos | 100 |  |  | Excess(+) | 1 | Full Conversion | INR | [40 empty] | 0 | 0 | #VALUE!
4.3 | Construction Sharp Pit-Huroi | Item 14 | 1 | Nos | 100 |  |  | Excess(+) | 1 | Full Conversion | INR | [40 empty] | 0 | 0 | #VALUE!
5 | Chiehruphi SC | Item 15
5.1 | Improvement of Sub-Centre Building - Chiehruphi | Item 16 | 1 | Nos | 100 |  |  | Excess(+) | 1 | Full Conversion | INR | [40 empty] | 0 | 0 | #VALUE!
5.2 | Construction Deep Burial Pit-Chiehruphi | Item 17 | 1 | Nos | 100 |  |  | Excess(+) | 1 | Full Conversion | INR | [40 empty] | 0 | 0 | #VALUE!
5.3 | Construction Sharp Pit-Chiehruphi | Item 18 | 1 | Nos | 100 |  |  | Excess(+) | 1 | Full Conversion | INR | [40 empty] | 0 | 0 | #VALUE!
5.4 | Construction Labour Room including (Internal Water Supply and Inetrnal Electrification)-Chiehruphi | Item 19 | 1 | Nos | 100 |  |  | Excess(+) | 1 | Full Conversion | INR | [40 empty] | 0 | 0 | #VALUE!
6 | Sonapur SC | Item 20
6.1 | Re-Construction/Upgradation of Sonapur Sub-Centre (Type-B), I/c Internal Sanitary, Water Supply & Internal Electrification -Sonapur | Item 21 | 1 | Nos | 100 |  |  | Excess(+) | 1 | Full Conversion | INR | [40 empty] | 0 | 0 | #VALUE!
6.2 | Construction Deep Burial Pit-Sonapur | Item 22 | 1 | Nos | 100 |  |  | Excess(+) | 1 | Full Conversion | INR | [40 empty] | 0 | 0 | #VALUE!
6.3 | Construction Sharp Pit-Sonapur | Item 23 | 1 | Nos | 100 |  |  | Excess(+) | 1 | Full Conversion | INR | [40 empty] | 0 | 0 | #VALUE!
7 | Khaddum SC | Item 24
7.1 | Improvement of Sub-Centre Building-Khaddum | Item 25 | 1 | Nos | 100 |  |  | Excess(+) | 1 | Full Conversion | INR | [40 empty] | 0 | 0 | #VALUE!
7.2 | Construction Deep Burial Pit-Khaddum | Item 26 | 1 | Nos | 100 |  |  | Excess(+) | 1 | Full Conversion | INR | [40 empty] | 0 | 0 | #VALUE!
7.3 | Construction Sharp Pit-Khaddum | Item 27 | 1 | Nos | 100 |  |  | Excess(+) | 1 | Full Conversion | INR | [40 empty] | 0 | 0 | #VALUE!
7.4 | Construction Labour Room including (Internal Water Supply and Inetrnal Electrification)-Khaddum | Item 28 | 1 | Nos | 100 |  |  | Excess(+) | 1 | Full Conversion | INR | [40 empty] | 0 | 0 | #VALUE!
8 | Byndihati SC | Item 29
8.1 | Re-Construction/Upgradation of Byndihati Sub-Centre (Type-B), I/c Internal Sanitary, Water Supply & Internal Electrification-Byndihati | Item 30 | 1 | Nos | 100 |  |  | Excess(+) | 1 | Full Conversion | INR | [40 empty] | 0 | 0 | #VALUE!
8.2 | Construction Deep Burial Pit-Byndihati | Item 31 | 1 | Nos | 100 |  |  | Excess(+) | 1 | Full Conversion | INR | [40 empty] | 0 | 0 | #VALUE!
8.3 | Construction Sharp Pit-Byndihati | Item 32 | 1 | Nos | 100 |  |  | Excess(+) | 1 | Full Conversion | INR | [40 empty] | 0 | 0 | #VALUE!
9 | Kairang SC | Item 33
9.1 | Improvement of Sub-Centre Building-Kairang | Item 34 | 1 | Nos | 100 |  |  | Excess(+) | 1 | Full Conversion | INR | [40 empty] | 0 | 0 | #VALUE!
9.2 | Construction Deep Burial Pit-Kairang | Item 35 | 1 | Nos | 100 |  |  | Excess(+) | 1 | Full Conversion | INR | [40 empty] | 0 | 0 | #VALUE!
9.3 | Construction Sharp Pit-Kairang | Item 36 | 1 | Nos | 100 |  |  | Excess(+) | 1 | Full Conversion | INR | [40 empty] | 0 | 0 | #VALUE!
10 | Umkyrpong SC | Item 37
10.1 | Improvement of Sub-Centre Building-Umkyrpong | Item 38 | 1 | Nos | 100 |  |  | Excess(+) | 1 | Full Conversion | INR | [40 empty] | 0 | 0 | #VALUE!
10.2 | Construction Deep Burial Pit-Umkyrpong | Item 39 | 1 | Nos | 100 |  |  | Excess(+) | 1 | Full Conversion | INR | [40 empty] | 0 | 0 | #VALUE!
10.3 | Construction Sharp Pit-Umkyrpong | Item 40 | 1 | Nos | 100 |  |  | Excess(+) | 1 | Full Conversion | INR | [40 empty] | 0 | 0 | #VALUE!
10.4 | Construction Labour Room including (Internal Water Supply and Inetrnal Electrification)-Umkyrpong | Item 41 | 1 | Nos | 100 |  |  | Excess(+) | 1 | Full Conversion | INR | [40 empty] | 0 | 0 | #VALUE!
11 | Jalaphet SC | Item 42
11.1 | Improvement of Sub-Centre Building-Jalaphet | Item 43 | 1 | Nos | 100 |  |  | Excess(+) | 1 | Full Conversion | INR | [40 empty] | 0 | 0 | #VALUE!
11.2 | Construction Deep Burial Pit-Jalaphet | Item 44 | 1 | Nos | 100 |  |  | Excess(+) | 1 | Full Conversion | INR | [40 empty] | 0 | 0 | #VALUE!
11.3 | Construction Sharp Pit-Jalaphet | Item 45 | 1 | Nos | 100 |  |  | Excess(+) | 1 | Full Conversion | INR | [40 empty] | 0 | 0 | #VALUE!
12 | Pala SC | Item 46
12.1 | Improvement of Sub-Centre Building-Pala | Item 47 | 1 | Nos | 100 |  |  | Excess(+) | 1 | Full Conversion | INR | [40 empty] | 0 | 0 | #VALUE!
12.2 | Construction Deep Burial Pit-Pala | Item 48 | 1 | Nos | 100 |  |  | Excess(+) | 1 | Full Conversion | INR | [40 empty] | 0 | 0 | #VALUE!
12.3 | Construction Sharp Pit-Pala | Item 49 | 1 | Nos | 100 |  |  | Excess(+) | 1 | Full Conversion | INR | [40 empty] | 0 | 0 | #VALUE!
13 | Jalyiah SC | Item 50
13.1 | Improvement of Sub-Centre Building-Jalyiah | Item 51 | 1 | Nos | 100 |  |  | Excess(+) | 1 | Full Conversion | INR | [40 empty] | 0 | 0 | #VALUE!
13.2 | Construction Deep Burial Pit-Jalyiah | Item 52 | 1 | Nos | 100 |  |  | Excess(+) | 1 | Full Conversion | INR | [40 empty] | 0 | 0 | #VALUE!
13.3 | Construction Sharp Pit-Jalyiah | Item 53 | 1 | Nos | 100 |  |  | Excess(+) | 1 | Full Conversion | INR | [40 empty] | 0 | 0 | #VALUE!
13.4 | Construction Labour Room including (Internal Water Supply and Inetrnal Electrification)-Jalyiah | Item 54 | 1 | Nos | 100 |  |  | Excess(+) | 1 | Full Conversion | INR | [40 empty] | 0 | 0 | #VALUE!
14 | Moolamylliang SC | Item 55
14.1 | Improvement of Sub-Centre Building-Moolamylliang | Item 56 | 1 | Nos | 100 |  |  | Excess(+) | 1 | Full Conversion | INR | [40 empty] | 0 | 0 | #VALUE!
14.2 | Construction Deep Burial Pit-Moolamylliang | Item 57 | 1 | Nos | 100 |  |  | Excess(+) | 1 | Full Conversion | INR | [40 empty] | 0 | 0 | #VALUE!
14.3 | Construction Sharp Pit-Moolamylliang | Item 58 | 1 | Nos | 100 |  |  | Excess(+) | 1 | Full Conversion | INR | [40 empty] | 0 | 0 | #VALUE!
14.4 | Construction Labour Room including (Internal Water Supply and Inetrnal Electrification)-Moolamylliang | Item 59 | 1 | Nos | 100 |  |  | Excess(+) | 1 | Full Conversion | INR | [40 empty] | 0 | 0 | #VALUE!
15 | Lelad SC | Item 60
15.1 | Improvement of Sub-Centre Building-Lelad | Item 61 | 1 | Nos | 100 |  |  | Excess(+) | 1 | Full Conversion | INR | [40 empty] | 0 | 0 | #VALUE!
15.2 | Construction Deep Burial Pit-Lelad | Item 62 | 1 | Nos | 100 |  |  | Excess(+) | 1 | Full Conversion | INR | [40 empty] | 0 | 0 | #VALUE!
15.3 | Construction Sharp Pit-Lelad | Item 63 | 1 | Nos | 100 |  |  | Excess(+) | 1 | Full Conversion | INR | [40 empty] | 0 | 0 | #VALUE!
15.4 | Construction Labour Room including (Internal Water Supply and Inetrnal Electrification)-Lelad | Item 64 | 1 | Nos | 100 |  |  | Excess(+) | 1 | Full Conversion | INR | [40 empty] | 0 | 0 | #VALUE!
16 | Sakhain SC | Item 65
16.1 | Improvement of Sub-Centre Building-Sakhain | Item 66 | 1 | Nos | 100 |  |  | Excess(+) | 1 | Full Conversion | INR | [40 empty] | 0 | 0 | #VALUE!
16.2 | Construction Deep Burial Pit-Sakhain | Item 67 | 1 | Nos | 100 |  |  | Excess(+) | 1 | Full Conversion | INR | [40 empty] | 0 | 0 | #VALUE!
16.3 | Construction Sharp Pit-Sakhain | Item 68 | 1 | Nos | 100 |  |  | Excess(+) | 1 | Full Conversion | INR | [40 empty] | 0 | 0 | #VALUE!
16.4 | Construction Labour Room including (Internal Water Supply and Inetrnal Electrification)-Sakhain | Item 69 | 1 | Nos | 100 |  |  | Excess(+) | 1 | Full Conversion | INR | [40 empty] | 0 | 0 | #VALUE!
17 | Ummat SC | Item 70
17.1 | Construction Deep Burial Pit-Ummat | Item 71 | 1 | Nos | 100 |  |  | Excess(+) | 1 | Full Conversion | INR | [40 empty] | 0 | 0 | #VALUE!
17.2 | Construction Sharp Pit-Ummat | Item 72 | 1 | Nos | 100 |  |  | Excess(+) | 1 | Full Conversion | INR | [40 empty] | 0 | 0 | #VALUE!
18 | Lama SC | Item 73
18.1 | Improvement of Sub-Centre Building-Lama | Item 74 | 1 | Nos | 100 |  |  | Excess(+) | 1 | Full Conversion | INR | [40 empty] | 0 | 0 | #VALUE!
18.2 | Construction Deep Burial Pit-Lama | Item 75 | 1 | Nos | 100 |  |  | Excess(+) | 1 | Full Conversion | INR | [40 empty] | 0 | 0 | #VALUE!
18.3 | Construction Sharp Pit-Lama | Item 76 | 1 | Nos | 100 |  |  | Excess(+) | 1 | Full Conversion | INR | [40 empty] | 0 | 0 | #VALUE!
18.4 | Construction Labour Room including (Internal Water Supply and Inetrnal Electrification)-Lama | Item 77 | 1 | Nos | 100 |  |  | Excess(+) | 1 | Full Conversion | INR | [40 empty] | 0 | 0 | #VALUE!
19 | Natbor SC | Item 78
19.1 | Improvement of Sub-Centre Building-Natbor | Item 79 | 1 | Nos | 100 |  |  | Excess(+) | 1 | Full Conversion | INR | [40 empty] | 0 | 0 | #VALUE!
19.2 | Construction Deep Burial Pit-Natbor | Item 80 | 1 | Nos | 100 |  |  | Excess(+) | 1 | Full Conversion | INR | [40 empty] | 0 | 0 | #VALUE!
19.3 | Construction Sharp Pit-Natbor | Item 81 | 1 | Nos | 100 |  |  | Excess(+) | 1 | Full Conversion | INR | [40 empty] | 0 | 0 | #VALUE!
20 | Iapmala SC | Item 82
20.1 | Improvement of Sub-Centre Building-Iapmala | Item 83 | 1 | Nos | 100 |  |  | Excess(+) | 1 | Full Conversion | INR | [40 empty] | 0 | 0 | #VALUE!
20.2 | Construction Deep Burial Pit-Iapmala | Item 84 | 1 | Nos | 100 |  |  | Excess(+) | 1 | Full Conversion | INR | [40 empty] | 0 | 0 | #VALUE!
20.3 | Construction Sharp Pit-Iapmala | Item 85 | 1 | Nos | 100 |  |  | Excess(+) | 1 | Full Conversion | INR | [40 empty] | 0 | 0 | #VALUE!
20.4 | Construction Labour Room including (Internal Water Supply and Inetrnal Electrification)-Iapmala | Item 86 | 1 | Nos | 100 |  |  | Excess(+) | 1 | Full Conversion | INR | [40 empty] | 0 | 0 | #VALUE!
21 | Cost for ESMP Compliance - will be paid one time at the end of the project for ALL SITES | Item 87 | 1 | Nos | 100 |  |  | Excess(+) | 1 | Full Conversion | INR | [40 empty] | 0 | 0 | #VALUE!
Total in Figures | [51 empty] | 0 | 0 | #VALUE! | 4 | Construction of chamber for 100mm sluice plates | item5 | 10 | Nos
Quoted Rate in Figures |  |  |  | Select | [47 empty] | 0 | 0 | #VALUE!
Quoted Rate in Words |  |  | #VALUE!
Validate
Print
Help

## Dkhiah (hidden)
Sl.No | Item No. | Description of Items (With brief specification and reference to book of specification) | Quantity | Unit | Rates in INR (in figure) | Amount in INR
Name of Health Facilities: Dkhiah Sub-Centre
Name of Work: Construction of Deep Burial Pit
1 | 2.1 | Earthwork in excavation by manual means up to a depth of 2m below the existing ground level for foundation trenches of foundations, footings…... (a) All kinds of soil | 15.49 | Cum |  | 0
2 | 2.6 | Earthwork in filling (excluding rock) in trenches, plinth, sides of foundation etc ,…........ (a) With available excavated earth | 2.61 | Cum |  | 0
3 | 2.3 | Extra over item no. 2.1 and 2.2 above for each lm depth or part thereof beyond the initial depth of 2m…. | 1.3 | Cum |  | 0
4 | 2.8 | Disposal Of surplus earth/ unserviceable material from thework site including loading and unloading completo as directed. (a)First 5 KM | 12.88 | Cum |  | 0
5 | 12.5 | Providing soling with stone/ best quality picked jhama brick, sand packed and laid to level…. (b/i) Stone soling of thickness 100mm | 8.12 | Sqm |  | 0
6 | 5.1 | Plain cement concrete works in foundation bed for footing steps, walls, brick works etc below plinth level…..........(b) 1 :3:6 | 0.82 | Cum |  | 0
7 | 8.1 | Plandom rubble masonry with hard stone in foundation and plinth including levelling up with cement concrete 1:6:12 up to plinth level with: (a) Cement mortar 1 :6 | 3.48 | Cum |  | 0
8 | 4 | Centering and shutterlng lncludlng struttlng, propplng etc. and removal of form for all heights complcte and as directed by Engineer in charge.
9 | 4.1 | Foundations, footings, bases of columns, etc. for mass concrete | 2.32 | Sqm |  | 0
10 | 4.4 | Lintels, beams, plinth beams, girders, bressumers and cantilevers | 5.8 | Sqm |  | 0
11 | 4.3 | Slabs, roofs, landings, balconies and access platform, shelves | 11.18 | Sqm |  | 0
12 | 6.11 | Supplying, fitting and fixing in position reinforcement bars up to lst floor level, conforming to relevant I.S. Code for RC.C. work…... (b)High Yield Strength Deformed bars or Tor Bars | 3.53 | Qntl |  | 0
13 | 6.1 | Providing and laying in position specified grade of reinforced cement concrete, excluding the cost Of centerjng, shuttering, finishing and reinforcement- All work up to plinth level: (b) M20 or 1 :l/2:3 | 1.71 | Cum |  | 0
14 | 7.9 | Half brick masonry with common burnt clay (non modular) 1st class bricks in foundations and in plinth: Cement mortar 1 :4 | 1.13 | Sqm |  | 0
15 | 15.2 | 15 mm cement plaster on the rough side of single or half brick wall of mix: (a)1 :4 (1 cement: 4 fine sand) | 17.62 | Sqm |  | 0
16 | 11.15 | Steel work welded in built up sections /framed work including cutting, hoisting, fixing in position and applying a priming coat Of approved steel primer using structural steel etc. as required. | 54.94 | Kg |  | 0
17 | 16.12 | Applying priming coat : With ready mixed red oxide zinc chromate primer Of approved brand and manufacture on steel galvanised iron/ steel works | 1.62 | Sqm |  | 0
18 | 16.22 | Painting Steel work with Deluxe Multi Surface Paint to give an even shade. Two or more coat applied @ 0.90 ltr/10 sqm over an under coat of primer applied @ 0.80 ltr/10 sqm ofapproved brand and manufacture | 1.62 | Sqm |  | 0
Fencing :-
19 | 2.1 | Earthwork in excavation by manual means up to a depth of 2m below the existing ground level for foundation trenches of foundations, footings…... (a) All kinds of soil | 2.4 | Cum |  | 0
20 | 12.5 | Providing soling with stone/ best quality picked jhama brick, sand packed and laid to level…. (b/i) Stone soling of thickness 100mm | 4 | Sqm |  | 0
21 | 5.1 | Plain cement concrete works in foundation bed for footing steps, walls, brick works etc below plinth level…..........(b) 1 :3:6 | 0.98 | Cum |  | 0
22 | 4 | Centering and shutterlng lncludlng struttlng, propplng etc. and removal of form for all heights complcte and as directed by Engineer in charge.
23 | 4.1 | Foundations, footings, bases of columns, etc. for mass concrete | 10.88 | Sqm |  | 0
24 | 19.11 | Providing and fixing G.I. chain link fabric fencing of required width in mesh size 25x25 mm made Of G.I. wire of dia. 3 mm including strengthening with 2 mm dia. wire or nuts, bolts and washers as required complcte as per the direction Of Engineer-in-charge. | 16 | Sqm |  | 0
25 | 11.15 | Steel work welded in built up sections/framed work including cutting, hoisting, fixing in position and applying a priming coat Of approved steel primer using structural steel etc. as required. | 134.89 | Kg |  | 0
26 | 16.12 | Applying priming coat : With ready mixed red oxide zinc chromate primer Of approved brand and manufacture on steel galvanised iron/ steel works | 32 | Sqm |  | 0
27 | 16.22 | Painting Steel work with Deluxe Multi Surface Paint to give an even shade. Two or more coat applied @ 0.90 ltr/10 sqm over an under coat of primer applied @ 0.80 ltr/10 sqm ofapproved brand and manufacture | 32 | Sqm |  | 0
Sub-Total in Figures | [5 empty] | 0
Name of Work: Construction of Sharp Pit
1 | 2.1 | Earthwork in excavation by manual means up to a depth of 2m below the existing ground level for foundation trenches of foundations, footings…... (a) All kinds of soil | 18 | Cum |  | 0
2 | 2.6 | Earthwork in filling (excluding rock) in trenches, plinth, sides of foundation etc ,…........ (a) With available excavated earth | 3.87 | Cum |  | 0
3 | 2.3 | Extra over item no. 2.1 and 2.2 above for each lm depth or part thereof beyond the initial depth of 2m…. | 1.64 | Cum |  | 0
4 | 2.8 | Disposal Of surplus earth/ unserviceable material from thework site including loading and unloading completo as directed. (a)First 5 KM | 14.13 | Cum |  | 0
5 | 12.5 | Providing soling with stone/ best quality picked jhama brick, sand packed and laid to level…. (b/i) Stone soling of thickness 100mm | 7.08 | Sqm |  | 0
6 | 5.1 | Plain cement concrete works in foundation bed for footing steps, walls, brick works etc below plinth level…..........(b) 1 :3:6 | 0.71 | Cum |  | 0
7 | 4 | Centering and shutterlng lncludlng struttlng, propplng etc. and removal of form for all heights complcte and as directed by Engineer in charge.
| 4.1 | Foundations, footings, bases of columns, etc. for mass concrete | 1.06 | Sqm |  | 0
| 4.4 | Lintels, beams, plinth beams, girders, bressumers and cantilevers | 1.48 | Sqm |  | 0
| 4.3 | Slabs, roofs, landings, balconies and access platform, shelves | 7.03 | Sqm |  | 0
8 | 6.11 | Supplying, fitting and fixing in position reinforcement bars up to lst floor level, conforming to relevant I.S. Code for RC.C. work…... (b)High Yield Strength Deformed bars or Tor Bars | 0.8 | Qntl |  | 0
9 | 6.1 | Providing and laying in position specified grade of reinforced cement concrete, excluding the cost Of centerjng, shuttering, finishing and reinforcement- All work up to plinth level: (b) M20 or 1 :l/2:3 | 0.78 | Cum |  | 0
10 | 7.2 | Brick work with common burnt clay modular lst class bricks in foundation and in plinth: | 5.13 | Cum |  | 0
11 | 15.2 | 15 mm cement plaster on the rough side of single or half brick wall of mix: (a)1 :4 (1 cement: 4 fine sand) | 39.15 | Sqm |  | 0
12 | 11.16 | Providing and fixing hand rail of approved size bywelding etc. to steel ladder railing, balcony railing, staircase railing and similar works, including applying priming coat of approvedsteel primer. (c ) G.I. pipes | 27.85 | Kg |  | 0
13 | 16.12 | Applying priming coat : With ready mixed red oxide zinc chromate primer Of approved brand and manufacture on steel galvanised iron/ steel works | 0.53 | Sqm |  | 0
18 | 16.22 | Painting Steel work with Deluxe Multi Surface Paint to give an even shade. Two or more coat applied @ 0.90 ltr/10 sqm over an under coat of primer applied @ 0.80 ltr/10 sqm ofapproved brand and manufacture | 0.53 | Sqm |  | 0
Fencing :-
19 | 2.1 | Earthwork in excavation by manual means up to a depth of 2m below the existing ground level for foundation trenches of foundations, footings…... (a) All kinds of soil | 2.4 | Cum |  | 0
20 | 12.5 | Providing soling with stone/ best quality picked jhama brick, sand packed and laid to level…. (b/i) Stone soling of thickness 100mm | 4 | Sqm |  | 0
21 | 5.1 | Plain cement concrete works in foundation bed for footing steps, walls, brick works etc below plinth level…..........(b) 1 :3:6 | 0.98 | Cum |  | 0
22 | 4 | Centering and shutterlng lncludlng struttlng, propplng etc. and removal of form for all heights complcte and as directed by Engineer in charge.
23 | 4.1 | Foundations, footings, bases of columns, etc. for mass concrete | 10.88 | Sqm |  | 0
24 | 19.11 | Providing and fixing G.I. chain link fabric fencing of required width in mesh size 25x25 mm made Of G.I. wire of dia. 3 mm including strengthening with 2 mm dia. wire or nuts, bolts and washers as required complcte as per the direction Of Engineer-in-charge. | 16 | Sqm |  | 0
25 | 11.15 | Steel work welded in built up sections/framed work including cutting, hoisting, fixing in position and applying a priming coat Of approved steel primer using structural steel etc. as required. | 134.79 | Kg |  | 0
26 | 16.12 | Applying priming coat : With ready mixed red oxide zinc chromate primer Of approved brand and manufacture on steel galvanised iron/ steel works | 32 | Sqm |  | 0
27 | 16.22 | Painting Steel work with Deluxe Multi Surface Paint to give an even shade. Two or more coat applied @ 0.90 ltr/10 sqm over an under coat of primer applied @ 0.80 ltr/10 sqm ofapproved brand and manufacture | 32 | Sqm |  | 0
Sub-Total in Figures | [5 empty] | 0
Total in Figures | [5 empty] | 0

## Kuliang (hidden)
Sl.No | Item No. | Description of Items (With brief specification and reference to book of specification) | Quantity | Unit | Rates in INR (in figure) | Amount in INR
Name of Health Facilities: Kuliang Sub-Centre
Name of Work: Construction of Deep Burial Pit
1 | 2.1 | Earthwork in excavation by manual means up to a depth of 2m below the existing ground level for foundation trenches of foundations, footings…... (a) All kinds of soil | 12.82 | Cum |  | 0
2 | 2.6 | Earthwork in filling (excluding rock) in trenches, plinth, sides of foundation etc ,…........ (a) With available excavated earth | 2.43 | Cum |  | 0
3 | 2.3 | Extra over item no. 2.1 and 2.2 above for each lm depth or part thereof beyond the initial depth of 2m…. | 0.65 | Cum |  | 0
4 | 2.8 | Disposal Of surplus earth/ unserviceable material from thework site including loading and unloading completo as directed. (a)First 5 KM | 10.39 | Cum |  | 0
5 | 12.5 | Providing soling with stone/ best quality picked jhama brick, sand packed and laid to level…. (b/i) Stone soling of thickness 100mm | 7.56 | Sqm |  | 0
6 | 5.1 | Plain cement concrete works in foundation bed for footing steps, walls, brick works etc below plinth level…..........(b) 1 :3:6 | 0.76 | Cum |  | 0
7 | 8.1 | Plandom rubble masonry with hard stone in foundation and plinth including levelling up with cement concrete 1:6:12 up to plinth level with: (a) Cement mortar 1 :6 | 3.24 | Cum |  | 0
8 | 4 | Centering and shutterlng lncludlng struttlng, propplng etc. and removal of form for all heights complcte and as directed by Engineer in charge.
9 | 4.1 | Foundations, footings, bases of columns, etc. for mass concrete | 2.16 | Sqm |  | 0
10 | 4.4 | Lintels, beams, plinth beams, girders, bressumers and cantilevers | 5.4 | Sqm |  | 0
11 | 4.3 | Slabs, roofs, landings, balconies and access platform, shelves | 9.88 | Sqm |  | 0
12 | 6.11 | Supplying, fitting and fixing in position reinforcement bars up to lst floor level, conforming to relevant I.S. Code for RC.C. work…... (b)High Yield Strength Deformed bars or Tor Bars | 3.22 | Qntl |  | 0
13 | 6.1 | Providing and laying in position specified grade of reinforced cement concrete, excluding the cost Of centerjng, shuttering, finishing and reinforcement- All work up to plinth level: (b) M20 or 1 :l/2:3 | 1.55 | Cum |  | 0
14 | 7.9 | Half brick masonry with common burnt clay (non modular) 1st class bricks in foundations and in plinth: Cement mortar 1 :4 | 1.13 | Sqm |  | 0
15 | 15.2 | 15 mm cement plaster on the rough side of single or half brick wall of mix: (a)1 :4 (1 cement: 4 fine sand) | 15.4 | Sqm |  | 0
16 | 11.15 | Steel work welded in built up sections /framed work including cutting, hoisting, fixing in position and applying a priming coat Of approved steel primer using structural steel etc. as required. | 54.94 | Kg |  | 0
17 | 16.12 | Applying priming coat : With ready mixed red oxide zinc chromate primer Of approved brand and manufacture on steel galvanised iron/ steel works | 1.62 | Sqm |  | 0
18 | 16.22 | Painting Steel work with Deluxe Multi Surface Paint to give an even shade. Two or more coat applied @ 0.90 ltr/10 sqm over an under coat of primer applied @ 0.80 ltr/10 sqm ofapproved brand and manufacture | 1.62 | Sqm |  | 0
Fencing :-
19 | 2.1 | Earthwork in excavation by manual means up to a depth of 2m below the existing ground level for foundation trenches of foundations, footings…... (a) All kinds of soil | 2.4 | Cum |  | 0
20 | 12.5 | Providing soling with stone/ best quality picked jhama brick, sand packed and laid to level…. (b/i) Stone soling of thickness 100mm | 4 | Sqm |  | 0
21 | 5.1 | Plain cement concrete works in foundation bed for footing steps, walls, brick works etc below plinth level…..........(b) 1 :3:6 | 0.98 | Cum |  | 0
22 | 4 | Centering and shutterlng lncludlng struttlng, propplng etc. and removal of form for all heights complcte and as directed by Engineer in charge.
23 | 4.1 | Foundations, footings, bases of columns, etc. for mass concrete | 10.88 | Sqm |  | 0
24 | 19.11 | Providing and fixing G.I. chain link fabric fencing of required width in mesh size 25x25 mm made Of G.I. wire of dia. 3 mm including strengthening with 2 mm dia. wire or nuts, bolts and washers as required complcte as per the direction Of Engineer-in-charge. | 16 | Sqm |  | 0
25 | 11.15 | Steel work welded in built up sections/framed work including cutting, hoisting, fixing in position and applying a priming coat Of approved steel primer using structural steel etc. as required. | 134.89 | Kg |  | 0
26 | 16.12 | Applying priming coat : With ready mixed red oxide zinc chromate primer Of approved brand and manufacture on steel galvanised iron/ steel works | 32 | Sqm |  | 0
27 | 16.22 | Painting Steel work with Deluxe Multi Surface Paint to give an even shade. Two or more coat applied @ 0.90 ltr/10 sqm over an under coat of primer applied @ 0.80 ltr/10 sqm ofapproved brand and manufacture | 32 | Sqm |  | 0
Sub-Total in Figures | [5 empty] | 0
Name of Work: Construction of Sharp Pit
1 | 2.1 | Earthwork in excavation by manual means up to a depth of 2m below the existing ground level for foundation trenches of foundations, footings…... (a) All kinds of soil | 6.79 | Cum |  | 0
2 | 2.6 | Earthwork in filling (excluding rock) in trenches, plinth, sides of foundation etc ,…........ (a) With available excavated earth | 2.23 | Cum |  | 0
4 | 2.8 | Disposal Of surplus earth/ unserviceable material from thework site including loading and unloading completo as directed. (a)First 5 KM | 4.56 | Cum |  | 0
5 | 12.5 | Providing soling with stone/ best quality picked jhama brick, sand packed and laid to level…. (b/i) Stone soling of thickness 100mm | 3.46 | Sqm |  | 0
6 | 5.1 | Plain cement concrete works in foundation bed for footing steps, walls, brick works etc below plinth level…..........(b) 1 :3:6 | 0.35 | Cum |  | 0
7 | 4 | Centering and shutterlng lncludlng struttlng, propplng etc. and removal of form for all heights complcte and as directed by Engineer in charge.
| 4.1 | Foundations, footings, bases of columns, etc. for mass concrete | 0.74 | Sqm |  | 0
| 4.4 | Lintels, beams, plinth beams, girders, bressumers and cantilevers | 1 | Sqm |  | 0
| 4.3 | Slabs, roofs, landings, balconies and access platform, shelves | 3.42 | Sqm |  | 0
8 | 6.11 | Supplying, fitting and fixing in position reinforcement bars up to lst floor level, conforming to relevant I.S. Code for RC.C. work…... (b)High Yield Strength Deformed bars or Tor Bars | 0.45 | Qntl |  | 0
9 | 6.1 | Providing and laying in position specified grade of reinforced cement concrete, excluding the cost Of centerjng, shuttering, finishing and reinforcement- All work up to plinth level: (b) M20 or 1 :l/2:3 | 0.39 | Cum |  | 0
10 | 7.2 | Brick work with common burnt clay modular lst class bricks in foundation and in plinth: | 2.56 | Cum |  | 0
11 | 15.2 | 15 mm cement plaster on the rough side of single or half brick wall of mix: (a)1 :4 (1 cement: 4 fine sand) | 18.58 | Sqm |  | 0
12 | 11.16 | Providing and fixing hand rail of approved size bywelding etc. to steel ladder railing, balcony railing, staircase railing and similar works, including applying priming coat of approvedsteel primer. (c ) G.I. pipes | 27.85 | Kg |  | 0
13 | 16.12 | Applying priming coat : With ready mixed red oxide zinc chromate primer Of approved brand and manufacture on steel galvanised iron/ steel works | 0.53 | Sqm |  | 0
18 | 16.22 | Painting Steel work with Deluxe Multi Surface Paint to give an even shade. Two or more coat applied @ 0.90 ltr/10 sqm over an under coat of primer applied @ 0.80 ltr/10 sqm ofapproved brand and manufacture | 0.53 | Sqm |  | 0
Fencing :-
19 | 2.1 | Earthwork in excavation by manual means up to a depth of 2m below the existing ground level for foundation trenches of foundations, footings…... (a) All kinds of soil | 2.4 | Cum |  | 0
20 | 12.5 | Providing soling with stone/ best quality picked jhama brick, sand packed and laid to level…. (b/i) Stone soling of thickness 100mm | 4 | Sqm |  | 0
21 | 5.1 | Plain cement concrete works in foundation bed for footing steps, walls, brick works etc below plinth level…..........(b) 1 :3:6 | 0.98 | Cum |  | 0
22 | 4 | Centering and shutterlng lncludlng struttlng, propplng etc. and removal of form for all heights complcte and as directed by Engineer in charge.
23 | 4.1 | Foundations, footings, bases of columns, etc. for mass concrete | 10.88 | Sqm |  | 0
24 | 19.11 | Providing and fixing G.I. chain link fabric fencing of required width in mesh size 25x25 mm made Of G.I. wire of dia. 3 mm including strengthening with 2 mm dia. wire or nuts, bolts and washers as required complcte as per the direction Of Engineer-in-charge. | 16 | Sqm |  | 0
25 | 11.15 | Steel work welded in built up sections/framed work including cutting, hoisting, fixing in position and applying a priming coat Of approved steel primer using structural steel etc. as required. | 134.3 | Kg |  | 0
26 | 16.12 | Applying priming coat : With ready mixed red oxide zinc chromate primer Of approved brand and manufacture on steel galvanised iron/ steel works | 32 | Sqm |  | 0
27 | 16.22 | Painting Steel work with Deluxe Multi Surface Paint to give an even shade. Two or more coat applied @ 0.90 ltr/10 sqm over an under coat of primer applied @ 0.80 ltr/10 sqm ofapproved brand and manufacture | 32 | Sqm |  | 0
Sub-Total in Figures | [5 empty] | 0
Total in Figures | [5 empty] | 0

## Ratacherra (hidden)
Sl.No | Item No. | Description of Items (With brief specification and reference to book of specification) | Quantity | Unit | Rates in INR (in figure) | Amount in INR
Name of Health Facilities: Ratacherra Sub-Centre
Name of Work: mprovement of Sub-Centre Building
1 | 10.1 | Providing wood work in frames (Chowkats) of doors etc., (c) With lst class Local wood (i) Pooma/ Hollock/ Gamari/ and the | 0.61 | m³ |  | 0
2 | 10.5 | Providing fitting and fixing full panelled doors etc. (a) with 1st class local wood (i)(i) 35 mm thick shutters | 18.48 | m² |  | 0
3 | 10.11 | Providing fitting & fixing fully glazed window etc., (c) With lst class Local wood (i) 35 mm thick | 13.8 | m² |  | 0
4 | 6.11 | Supplying fitting & fixing in position reinforcement bars(c) Thermo-Mechanically Treated bars | 0.82 | Qntl |  | 0
5 | 15.2 | 15 mm cement plaster on the rough side of single or half brick wall of mix: 1 :4 (1 cement: 4 fine sand) | 50.79 | m² |  | 0
6 | 12.3 | plain cement concrete apron in prop 1:4:8 with 20 mm down graded coarse aggregate (b) 50 mm thick | 120 | sqm |  | 0
7 | 11.19 | Providing & fixing glass panes with putty…. (a) 4.O mm thick glass panes | 2.45 | m² |  | 0
8 | 16.13 | Applying priming coats with primer Of approved brand….(i)With ready mixed pink or grey primer on wood work | 57.2 | m² |  | 0
9 | 16.22 | (b)Painting wood work with Deluxe Mufti Surface Paint of required shade | 57.2 | m² |  | 0
10 | 15.2 | 15 mm cement plaster on the rough side of single or half brick wall of mix: 1 :4 (1 cement: 4 fine sand) | 44.22 | m² |  | 0
11 | 16.16 | Finishing walls with Acrylic smooth exterior paint of required shade, including scaffolding | 180.34 | m² |  | 0
12 | 16.6 | Distempering with dry distemper of approved brand etc., | 324.93 | m² |  | 0
13 | 16.22 | Painting two coats (excluding priming coat) on wood base etc (a) Surface over 100mm in width or grith. (ii) High gloss | 53.56 | m² |  | 0
14 | 16.25 | painting one coat on old CGI Sheet etc., | 149.13 | m² |  | 0
Sub-Total in Figures | [5 empty] | 0
Name of Work: Construction of Deep Burial Pit
1 | 2.1 | Earthwork in excavation by manual means up to a depth of 2m below the existing ground level for foundation trenches of foundations, footings…... (a) All kinds of soil | 12.82 | Cum |  | 0
2 | 2.6 | Earthwork in filling (excluding rock) in trenches, plinth, sides of foundation etc ,…........ (a) With available excavated earth | 2.43 | Cum |  | 0
3 | 2.3 | Extra over item no. 2.1 and 2.2 above for each lm depth or part thereof beyond the initial depth of 2m…. | 0.65 | Cum |  | 0
4 | 2.8 | Disposal Of surplus earth/ unserviceable material from thework site including loading and unloading completo as directed. (a)First 5 KM | 10.39 | Cum |  | 0
5 | 12.5 | Providing soling with stone/ best quality picked jhama brick, sand packed and laid to level…. (b/i) Stone soling of thickness 100mm | 7.56 | Sqm |  | 0
6 | 5.1 | Plain cement concrete works in foundation bed for footing steps, walls, brick works etc below plinth level…..........(b) 1 :3:6 | 0.76 | Cum |  | 0
7 | 8.1 | Plandom rubble masonry with hard stone in foundation and plinth including levelling up with cement concrete 1:6:12 up to plinth level with: (a) Cement mortar 1 :6 | 3.24 | Cum |  | 0
8 | 4 | Centering and shutterlng lncludlng struttlng, propplng etc. and removal of form for all heights complcte and as directed by Engineer in charge.
9 | 4.1 | Foundations, footings, bases of columns, etc. for mass concrete | 2.16 | Sqm |  | 0
10 | 4.4 | Lintels, beams, plinth beams, girders, bressumers and cantilevers | 5.4 | Sqm |  | 0
11 | 4.3 | Slabs, roofs, landings, balconies and access platform, shelves | 9.88 | Sqm |  | 0
12 | 6.11 | Supplying, fitting and fixing in position reinforcement bars up to lst floor level, conforming to relevant I.S. Code for RC.C. work…... (b)High Yield Strength Deformed bars or Tor Bars | 3.22 | Qntl |  | 0
13 | 6.1 | Providing and laying in position specified grade of reinforced cement concrete, excluding the cost Of centerjng, shuttering, finishing and reinforcement- All work up to plinth level: (b) M20 or 1 :l/2:3 | 1.55 | Cum |  | 0
14 | 7.9 | Half brick masonry with common burnt clay (non modular) 1st class bricks in foundations and in plinth: Cement mortar 1 :4 | 1.13 | Sqm |  | 0
15 | 15.2 | 15 mm cement plaster on the rough side of single or half brick wall of mix: (a)1 :4 (1 cement: 4 fine sand) | 15.4 | Sqm |  | 0
16 | 11.15 | Steel work welded in built up sections /framed work including cutting, hoisting, fixing in position and applying a priming coat Of approved steel primer using structural steel etc. as required. | 54.94 | Kg |  | 0
17 | 16.12 | Applying priming coat : With ready mixed red oxide zinc chromate primer Of approved brand and manufacture on steel galvanised iron/ steel works | 1.62 | Sqm |  | 0
18 | 16.22 | Painting Steel work with Deluxe Multi Surface Paint to give an even shade. Two or more coat applied @ 0.90 ltr/10 sqm over an under coat of primer applied @ 0.80 ltr/10 sqm ofapproved brand and manufacture | 1.62 | Sqm |  | 0
Fencing :-
19 | 2.1 | Earthwork in excavation by manual means up to a depth of 2m below the existing ground level for foundation trenches of foundations, footings…... (a) All kinds of soil | 2.4 | Cum |  | 0
20 | 12.5 | Providing soling with stone/ best quality picked jhama brick, sand packed and laid to level…. (b/i) Stone soling of thickness 100mm | 4 | Sqm |  | 0
21 | 5.1 | Plain cement concrete works in foundation bed for footing steps, walls, brick works etc below plinth level…..........(b) 1 :3:6 | 0.98 | Cum |  | 0
22 | 4 | Centering and shutterlng lncludlng struttlng, propplng etc. and removal of form for all heights complcte and as directed by Engineer in charge.
23 | 4.1 | Foundations, footings, bases of columns, etc. for mass concrete | 10.88 | Sqm |  | 0
24 | 19.11 | Providing and fixing G.I. chain link fabric fencing of required width in mesh size 25x25 mm made Of G.I. wire of dia. 3 mm including strengthening with 2 mm dia. wire or nuts, bolts and washers as required complcte as per the direction Of Engineer-in-charge. | 16 | Sqm |  | 0
25 | 11.15 | Steel work welded in built up sections/framed work including cutting, hoisting, fixing in position and applying a priming coat Of approved steel primer using structural steel etc. as required. | 134.89 | Kg |  | 0
26 | 16.12 | Applying priming coat : With ready mixed red oxide zinc chromate primer Of approved brand and manufacture on steel galvanised iron/ steel works | 32 | Sqm |  | 0
27 | 16.22 | Painting Steel work with Deluxe Multi Surface Paint to give an even shade. Two or more coat applied @ 0.90 ltr/10 sqm over an under coat of primer applied @ 0.80 ltr/10 sqm ofapproved brand and manufacture | 32 | Sqm |  | 0
Sub-Total in Figures | [5 empty] | 0
Name of Work: Construction of Sharp Pit
1 | 2.1 | Earthwork in excavation by manual means up to a depth of 2m below the existing ground level for foundation trenches of foundations, footings…... (a) All kinds of soil | 10.03 | Cum |  | 0
2 | 2.6 | Earthwork in filling (excluding rock) in trenches, plinth, sides of foundation etc ,…........ (a) With available excavated earth | 2.94 | Cum |  | 0
4 | 2.8 | Disposal Of surplus earth/ unserviceable material from thework site including loading and unloading completo as directed. (a)First 5 KM | 7.09 | Cum |  | 0
5 | 12.5 | Providing soling with stone/ best quality picked jhama brick, sand packed and laid to level…. (b/i) Stone soling of thickness 100mm | 4.67 | Sqm |  | 0
6 | 5.1 | Plain cement concrete works in foundation bed for footing steps, walls, brick works etc below plinth level…..........(b) 1 :3:6 | 0.47 | Cum |  | 0
7 | 4 | Centering and shutterlng lncludlng struttlng, propplng etc. and removal of form for all heights complcte and as directed by Engineer in charge.
0 | 4.1 | Foundations, footings, bases of columns, etc. for mass concrete | 0.86 | Sqm |  | 0
0 | 4.4 | Lintels, beams, plinth beams, girders, bressumers and cantilevers | 1.18 | Sqm |  | 0
0 | 4.3 | Slabs, roofs, landings, balconies and access platform, shelves | 4.62 | Sqm |  | 0
8 | 6.11 | Supplying, fitting and fixing in position reinforcement bars up to lst floor level, conforming to relevant I.S. Code for RC.C. work…... (b)High Yield Strength Deformed bars or Tor Bars | 0.54 | Qntl |  | 0
9 | 6.1 | Providing and laying in position specified grade of reinforced cement concrete, excluding the cost Of centerjng, shuttering, finishing and reinforcement- All work up to plinth level: (b) M20 or 1 :l/2:3 | 0.52 | Cum |  | 0
10 | 7.2 | Brick work with common burnt clay modular lst class bricks in foundation and in plinth: | 3.38 | Cum |  | 0
11 | 15.2 | 15 mm cement plaster on the rough side of single or half brick wall of mix: (a)1 :4 (1 cement: 4 fine sand) | 25.24 | Sqm |  | 0
12 | 11.16 | Providing and fixing hand rail of approved size bywelding etc. to steel ladder railing, balcony railing, staircase railing and similar works, including applying priming coat of approvedsteel primer. (c ) G.I. pipes | 27.85 | Kg |  | 0
13 | 16.12 | Applying priming coat : With ready mixed red oxide zinc chromate primer Of approved brand and manufacture on steel galvanised iron/ steel works | 0.53 | Sqm |  | 0
18 | 16.22 | Painting Steel work with Deluxe Multi Surface Paint to give an even shade. Two or more coat applied @ 0.90 ltr/10 sqm over an under coat of primer applied @ 0.80 ltr/10 sqm ofapproved brand and manufacture | 0.53 | Sqm |  | 0
Fencing :-
19 | 2.1 | Earthwork in excavation by manual means up to a depth of 2m below the existing ground level for foundation trenches of foundations, footings…... (a) All kinds of soil | 2.4 | Cum |  | 0
20 | 12.5 | Providing soling with stone/ best quality picked jhama brick, sand packed and laid to level…. (b/i) Stone soling of thickness 100mm | 4 | Sqm |  | 0
21 | 5.1 | Plain cement concrete works in foundation bed for footing steps, walls, brick works etc below plinth level…..........(b) 1 :3:6 | 0.98 | Cum |  | 0
22 | 4 | Centering and shutterlng lncludlng struttlng, propplng etc. and removal of form for all heights complcte and as directed by Engineer in charge.
23 | 4.1 | Foundations, footings, bases of columns, etc. for mass concrete | 10.88 | Sqm |  | 0
24 | 19.11 | Providing and fixing G.I. chain link fabric fencing of required width in mesh size 25x25 mm made Of G.I. wire of dia. 3 mm including strengthening with 2 mm dia. wire or nuts, bolts and washers as required complcte as per the direction Of Engineer-in-charge. | 16 | Sqm |  | 0
25 | 11.15 | Steel work welded in built up sections/framed work including cutting, hoisting, fixing in position and applying a priming coat Of approved steel primer using structural steel etc. as required. | 134.5 | Kg |  | 0
26 | 16.12 | Applying priming coat : With ready mixed red oxide zinc chromate primer Of approved brand and manufacture on steel galvanised iron/ steel works | 32 | Sqm |  | 0
27 | 16.22 | Painting Steel work with Deluxe Multi Surface Paint to give an even shade. Two or more coat applied @ 0.90 ltr/10 sqm over an under coat of primer applied @ 0.80 ltr/10 sqm ofapproved brand and manufacture | 32 | Sqm |  | 0
Sub-Total in Figures | [5 empty] | 0
Total in Figures | [5 empty] | 0

## Huroi (hidden)
Sl.No | Item No. | Description of Items (With brief specification and reference to book of specification) | Quantity | Unit | Rates in INR (in figure) | Amount in INR
Name of Health Facilities: Huroi Sub-Centre
Name of Work: mprovement of Sub-Centre Building
1 | 18.1 | Demolishing plain cement concrete including disposal of debris as directed for level (a) Prop (1:3:6) | 10.79 | m³ |  | 0
2 | 25.13 | Grading roof with plain cement concrete/cement mortar etc., (c) In CM 1:4 | 10.79 | m³ |  | 0
3 | 15.2 | 15 mm cement plaster on the rough side of single or half brick wall of mix: 1 :4 (1 cement: 4 fine sand) | 215.76 | m³ |  | 0
4 | 21.1 | Providing and fixing Chlorinated Polyvinyl Chloride (CPVC) pipes, including all CPVC fittings. Complete… External work (ix) 100mm diameter | 36 | m |  | 0
5 | 16.16 | Finishing walls with Acrylic smooth exterior paint of required shade, including scaffolding | 266.65 | m² |  | 0
6 | 16.6 | Distempering with dry distemper of approved brand etc., | 559.34 | m² |  | 0
7 | 12.3 | plain cement concrete apron in prop 1:4:8 with 20 mm down graded coarse aggregate (b) 50 mm thick | 23.25 | m² |  | 0
8 | 10.1 | Providing wood work in frames (Chowkats) of doors etc., (c) With lst class Local wood (i) Pooma/ Hollock/ Gamari/ and the like | 0.37 | m³ |  | 0
9 | 10.5 | Providing fitting and fixing full panelled doors etc. (a) with 1st class local wood (i) (i) 35 mm thick shutters | 13.95 | m² |  | 0
10 | 16.13 | Applying priming coats with primer Of approved brand….(i)With ready mixed pink or grey primer on wood work | 40.9 | m² |  | 0
11 | 16.22 | (b)Painting wood work with Deluxe Mufti Surface Paint of required shade | 82.45 | m² |  | 0
12 | 16.22 | (c)Painting Steel work with Deluxe Multi Surface Paint to give an even shade | 34.11 | m² |  | 0
13 | 11.19 | Providing & fixing glass panes with putty…. (a) 4.O mm thick glass panes | 7.82 | m² |  | 0
Sub-Total in Figures | [5 empty] | 0
Name of Work: Construction of Deep Burial Pit
1 | 2.1 | Earthwork in excavation by manual means up to a depth of 2m below the existing ground level for foundation trenches of foundations, footings…... (a) All kinds of soil | 12.82 | Cum |  | 0
2 | 2.6 | Earthwork in filling (excluding rock) in trenches, plinth, sides of foundation etc ,…........ (a) With available excavated earth | 2.43 | Cum |  | 0
3 | 2.3 | Extra over item no. 2.1 and 2.2 above for each lm depth or part thereof beyond the initial depth of 2m…. | 0.65 | Cum |  | 0
4 | 2.8 | Disposal Of surplus earth/ unserviceable material from thework site including loading and unloading completo as directed. (a)First 5 KM | 10.39 | Cum |  | 0
5 | 12.5 | Providing soling with stone/ best quality picked jhama brick, sand packed and laid to level…. (b/i) Stone soling of thickness 100mm | 7.56 | Sqm |  | 0
6 | 5.1 | Plain cement concrete works in foundation bed for footing steps, walls, brick works etc below plinth level…..........(b) 1 :3:6 | 0.76 | Cum |  | 0
7 | 8.1 | Plandom rubble masonry with hard stone in foundation and plinth including levelling up with cement concrete 1:6:12 up to plinth level with: (a) Cement mortar 1 :6 | 3.24 | Cum |  | 0
8 | 4 | Centering and shutterlng lncludlng struttlng, propplng etc. and removal of form for all heights complcte and as directed by Engineer in charge.
9 | 4.1 | Foundations, footings, bases of columns, etc. for mass concrete | 2.16 | Sqm |  | 0
10 | 4.4 | Lintels, beams, plinth beams, girders, bressumers and cantilevers | 5.4 | Sqm |  | 0
11 | 4.3 | Slabs, roofs, landings, balconies and access platform, shelves | 9.88 | Sqm |  | 0
12 | 6.11 | Supplying, fitting and fixing in position reinforcement bars up to lst floor level, conforming to relevant I.S. Code for RC.C. work…... (b)High Yield Strength Deformed bars or Tor Bars | 3.22 | Qntl |  | 0
13 | 6.1 | Providing and laying in position specified grade of reinforced cement concrete, excluding the cost Of centerjng, shuttering, finishing and reinforcement- All work up to plinth level: (b) M20 or 1 :l/2:3 | 1.55 | Cum |  | 0
14 | 7.9 | Half brick masonry with common burnt clay (non modular) 1st class bricks in foundations and in plinth: Cement mortar 1 :4 | 1.13 | Sqm |  | 0
15 | 15.2 | 15 mm cement plaster on the rough side of single or half brick wall of mix: (a)1 :4 (1 cement: 4 fine sand) | 15.4 | Sqm |  | 0
16 | 11.15 | Steel work welded in built up sections /framed work including cutting, hoisting, fixing in position and applying a priming coat Of approved steel primer using structural steel etc. as required. | 54.94 | Kg |  | 0
17 | 16.12 | Applying priming coat : With ready mixed red oxide zinc chromate primer Of approved brand and manufacture on steel galvanised iron/ steel works | 1.62 | Sqm |  | 0
18 | 16.22 | Painting Steel work with Deluxe Multi Surface Paint to give an even shade. Two or more coat applied @ 0.90 ltr/10 sqm over an under coat of primer applied @ 0.80 ltr/10 sqm ofapproved brand and manufacture | 1.62 | Sqm |  | 0
Fencing :-
19 | 2.1 | Earthwork in excavation by manual means up to a depth of 2m below the existing ground level for foundation trenches of foundations, footings…... (a) All kinds of soil | 2.4 | Cum |  | 0
20 | 12.5 | Providing soling with stone/ best quality picked jhama brick, sand packed and laid to level…. (b/i) Stone soling of thickness 100mm | 4 | Sqm |  | 0
21 | 5.1 | Plain cement concrete works in foundation bed for footing steps, walls, brick works etc below plinth level…..........(b) 1 :3:6 | 0.98 | Cum |  | 0
22 | 4 | Centering and shutterlng lncludlng struttlng, propplng etc. and removal of form for all heights complcte and as directed by Engineer in charge.
23 | 4.1 | Foundations, footings, bases of columns, etc. for mass concrete | 10.88 | Sqm |  | 0
24 | 19.11 | Providing and fixing G.I. chain link fabric fencing of required width in mesh size 25x25 mm made Of G.I. wire of dia. 3 mm including strengthening with 2 mm dia. wire or nuts, bolts and washers as required complcte as per the direction Of Engineer-in-charge. | 16 | Sqm |  | 0
25 | 11.15 | Steel work welded in built up sections/framed work including cutting, hoisting, fixing in position and applying a priming coat Of approved steel primer using structural steel etc. as required. | 134.89 | Kg |  | 0
26 | 16.12 | Applying priming coat : With ready mixed red oxide zinc chromate primer Of approved brand and manufacture on steel galvanised iron/ steel works | 32 | Sqm |  | 0
27 | 16.22 | Painting Steel work with Deluxe Multi Surface Paint to give an even shade. Two or more coat applied @ 0.90 ltr/10 sqm over an under coat of primer applied @ 0.80 ltr/10 sqm ofapproved brand and manufacture | 32 | Sqm |  | 0
Sub-Total in Figures | [5 empty] | 0
Name of Work: Construction of Sharp Pit
1 | 2.1 | Earthwork in excavation by manual means up to a depth of 2m below the existing ground level for foundation trenches of foundations, footings…... (a) All kinds of soil | 6.13 | Cum |  | 0
2 | 2.6 | Earthwork in filling (excluding rock) in trenches, plinth, sides of foundation etc ,…........ (a) With available excavated earth | 0.79 | Cum |  | 0
4 | 2.8 | Disposal Of surplus earth/ unserviceable material from thework site including loading and unloading completo as directed. (a)First 5 KM | 5.34 | Cum |  | 0
5 | 12.5 | Providing soling with stone/ best quality picked jhama brick, sand packed and laid to level…. (b/i) Stone soling of thickness 100mm | 4.24 | Sqm |  | 0
6 | 5.1 | Plain cement concrete works in foundation bed for footing steps, walls, brick works etc below plinth level…..........(b) 1 :3:6 | 0.42 | Cum |  | 0
7 | 4 | Centering and shutterlng lncludlng struttlng, propplng etc. and removal of form for all heights complcte and as directed by Engineer in charge.
0 | 4.1 | Foundations, footings, bases of columns, etc. for mass concrete | 0.82 | Sqm
0 | 4.4 | Lintels, beams, plinth beams, girders, bressumers and cantilevers | 1.12 | Sqm |  | 0
0 | 4.3 | Slabs, roofs, landings, balconies and access platform, shelves | 4.2 | Sqm |  | 0
8 | 6.11 | Supplying, fitting and fixing in position reinforcement bars up to lst floor level, conforming to relevant I.S. Code for RC.C. work…... (b)High Yield Strength Deformed bars or Tor Bars | 0.51 | Qntl |  | 0
9 | 6.1 | Providing and laying in position specified grade of reinforced cement concrete, excluding the cost Of centerjng, shuttering, finishing and reinforcement- All work up to plinth level: (b) M20 or 1 :l/2:3 | 0.48 | Cum |  | 0
10 | 7.2 | Brick work with common burnt clay modular lst class bricks in foundation and in plinth: | 2.74 | Cum |  | 0
11 | 15.2 | 15 mm cement plaster on the rough side of single or half brick wall of mix: (a)1 :4 (1 cement: 4 fine sand) | 21.6 | Sqm |  | 0
12 | 11.16 | Providing and fixing hand rail of approved size bywelding etc. to steel ladder railing, balcony railing, staircase railing and similar works, including applying priming coat of approvedsteel primer. (c ) G.I. pipes | 27.85 | Kg |  | 0
13 | 16.12 | Applying priming coat : With ready mixed red oxide zinc chromate primer Of approved brand and manufacture on steel galvanised iron/ steel works | 0.53 | Sqm |  | 0
18 | 16.22 | Painting Steel work with Deluxe Multi Surface Paint to give an even shade. Two or more coat applied @ 0.90 ltr/10 sqm over an under coat of primer applied @ 0.80 ltr/10 sqm ofapproved brand and manufacture | 0.53 | Sqm |  | 0
Fencing :-
19 | 2.1 | Earthwork in excavation by manual means up to a depth of 2m below the existing ground level for foundation trenches of foundations, footings…... (a) All kinds of soil | 2.4 | Cum |  | 0
20 | 12.5 | Providing soling with stone/ best quality picked jhama brick, sand packed and laid to level…. (b/i) Stone soling of thickness 100mm | 4 | Sqm |  | 0
21 | 5.1 | Plain cement concrete works in foundation bed for footing steps, walls, brick works etc below plinth level…..........(b) 1 :3:6 | 0.98 | Cum |  | 0
22 | 4 | Centering and shutterlng lncludlng struttlng, propplng etc. and removal of form for all heights complcte and as directed by Engineer in charge.
23 | 4.1 | Foundations, footings, bases of columns, etc. for mass concrete | 10.88 | Sqm |  | 0
24 | 19.11 | Providing and fixing G.I. chain link fabric fencing of required width in mesh size 25x25 mm made Of G.I. wire of dia. 3 mm including strengthening with 2 mm dia. wire or nuts, bolts and washers as required complcte as per the direction Of Engineer-in-charge. | 16 | Sqm |  | 0
25 | 11.15 | Steel work welded in built up sections/framed work including cutting, hoisting, fixing in position and applying a priming coat Of approved steel primer using structural steel etc. as required. | 134.5 | Kg |  | 0
26 | 16.12 | Applying priming coat : With ready mixed red oxide zinc chromate primer Of approved brand and manufacture on steel galvanised iron/ steel works | 32 | Sqm |  | 0
27 | 16.22 | Painting Steel work with Deluxe Multi Surface Paint to give an even shade. Two or more coat applied @ 0.90 ltr/10 sqm over an under coat of primer applied @ 0.80 ltr/10 sqm ofapproved brand and manufacture | 32 | Sqm |  | 0
Sub-Total in Figures | [5 empty] | 0
Total in Figures | [5 empty] | 0

## Chiehruphi (hidden)
Sl.No | Item No. | Description of Items (With brief specification and reference to book of specification) | Quantity | Unit | Rates in INR (in figure) | Amount in INR
Name of Health Facilities: Chiehruphi Sub-Centre
Name of Work: Improvement of Sub-Centre Building
1 | 10.1 | Providing wood work in frames (Chowkats) of doors etc., (c) With lst class Local wood (i) Pooma/ Hollock/ Gamari | 0.24 | m³ |  | 0
2 | 10.5 | Providing fitting and fixing full panelled doors etc. (a) with 1st class local wood (i) (i) 35 mm thick shutters | 11.55 | m² |  | 0
3 | 11.22 | Providing, fitting and fixing steel windows (including ventilators) of standard rolled steel sections as per relevant I.S. Code., | 10.8 | m² |  | 0
4 | 16.12 | Providing priming coat over new wood and wood base surface etc | 17.82 | m² |  | 0
5 | 16.12 | Applying priming coat over new steel and other metal surface etc., | 10.8 | m² |  | 0
6 | 11.19 | Providing & fixing glass panes with putty…. (a) 4.O mm thick glass panes | 10.8 | m² |  | 0
7 | 12.3 | plain cement concrete apron in prop 1:4:8 with 20 mm down graded coarse aggregate (b) 50 mm thick | 89.15 | m² |  | 0
8 | 16.22 | (b)Painting wood work with Deluxe Mufti Surface Paint of required shade | 53.56 | m² |  | 0
9 | 16.22 | (c)Painting Steel work with Deluxe Multi Surface Paint to give an even shade | 14.69 | m² |  | 0
10 | 16.6 | Distempering with dry distemper of approved brand etc., | 287.95 | m² |  | 0
11 | 16.16 | Finishing walls with Acrylic smooth exterior paint of required shade, including scaffolding | 114.47 | m² |  | 0
12 | 18.1 | Demolishing plain cement concrete including disposal of debris as directed for all level (a) | 3.26 | m² |  | 0
13 | 15.2 | 15 mm cement plaster on the rough side of single or half brick wall of mix: 1 :4 (1 cement: 4 fine sand) | 65.24 | m² |  | 0
14 | 21.1 | Providing and fixing Chlorinated Polyvinyl Chloride (CPVC) pipes, including all CPVC fittings. Complete... (ix) 100mm diameter | 20 | m |  | 0
Sub-Total in Figures | [5 empty] | 0
Name of Work: Construction of Deep Burial Pit
1 | 2.1 | Earthwork in excavation by manual means up to a depth of 2m below the existing ground level for foundation trenches of foundations, footings…... (a) All kinds of soil | 12.82 | Cum |  | 0
2 | 2.6 | Earthwork in filling (excluding rock) in trenches, plinth, sides of foundation etc ,…........ (a) With available excavated earth | 2.43 | Cum |  | 0
3 | 2.3 | Extra over item no. 2.1 and 2.2 above for each lm depth or part thereof beyond the initial depth of 2m…. | 0.65 | Cum |  | 0
4 | 2.8 | Disposal Of surplus earth/ unserviceable material from thework site including loading and unloading completo as directed. (a)First 5 KM | 10.39 | Cum |  | 0
5 | 12.5 | Providing soling with stone/ best quality picked jhama brick, sand packed and laid to level…. (b/i) Stone soling of thickness 100mm | 7.56 | Sqm |  | 0
6 | 5.1 | Plain cement concrete works in foundation bed for footing steps, walls, brick works etc below plinth level…..........(b) 1 :3:6 | 0.76 | Cum |  | 0
7 | 8.1 | Plandom rubble masonry with hard stone in foundation and plinth including levelling up with cement concrete 1:6:12 up to plinth level with: (a) Cement mortar 1 :6 | 3.24 | Cum |  | 0
8 | 4 | Centering and shutterlng lncludlng struttlng, propplng etc. and removal of form for all heights complcte and as directed by Engineer in charge.
9 | 4.1 | Foundations, footings, bases of columns, etc. for mass concrete | 2.16 | Sqm |  | 0
10 | 4.4 | Lintels, beams, plinth beams, girders, bressumers and cantilevers | 5.4 | Sqm |  | 0
11 | 4.3 | Slabs, roofs, landings, balconies and access platform, shelves | 9.88 | Sqm |  | 0
12 | 6.11 | Supplying, fitting and fixing in position reinforcement bars up to lst floor level, conforming to relevant I.S. Code for RC.C. work…... (b)High Yield Strength Deformed bars or Tor Bars | 3.22 | Qntl |  | 0
13 | 6.1 | Providing and laying in position specified grade of reinforced cement concrete, excluding the cost Of centerjng, shuttering, finishing and reinforcement- All work up to plinth level: (b) M20 or 1 :l/2:3 | 1.55 | Cum |  | 0
14 | 7.9 | Half brick masonry with common burnt clay (non modular) 1st class bricks in foundations and in plinth: Cement mortar 1 :4 | 1.13 | Sqm |  | 0
15 | 15.2 | 15 mm cement plaster on the rough side of single or half brick wall of mix: (a)1 :4 (1 cement: 4 fine sand) | 15.4 | Sqm |  | 0
16 | 11.15 | Steel work welded in built up sections /framed work including cutting, hoisting, fixing in position and applying a priming coat Of approved steel primer using structural steel etc. as required. | 54.94 | Kg |  | 0
17 | 16.12 | Applying priming coat : With ready mixed red oxide zinc chromate primer Of approved brand and manufacture on steel galvanised iron/ steel works | 1.62 | Sqm |  | 0
18 | 16.22 | Painting Steel work with Deluxe Multi Surface Paint to give an even shade. Two or more coat applied @ 0.90 ltr/10 sqm over an under coat of primer applied @ 0.80 ltr/10 sqm ofapproved brand and manufacture | 1.62 | Sqm |  | 0
Fencing :-
19 | 2.1 | Earthwork in excavation by manual means up to a depth of 2m below the existing ground level for foundation trenches of foundations, footings…... (a) All kinds of soil | 2.4 | Cum |  | 0
20 | 12.5 | Providing soling with stone/ best quality picked jhama brick, sand packed and laid to level…. (b/i) Stone soling of thickness 100mm | 4 | Sqm |  | 0
21 | 5.1 | Plain cement concrete works in foundation bed for footing steps, walls, brick works etc below plinth level…..........(b) 1 :3:6 | 0.98 | Cum |  | 0
22 | 4 | Centering and shutterlng lncludlng struttlng, propplng etc. and removal of form for all heights complcte and as directed by Engineer in charge.
23 | 4.1 | Foundations, footings, bases of columns, etc. for mass concrete | 10.88 | Sqm |  | 0
24 | 19.11 | Providing and fixing G.I. chain link fabric fencing of required width in mesh size 25x25 mm made Of G.I. wire of dia. 3 mm including strengthening with 2 mm dia. wire or nuts, bolts and washers as required complcte as per the direction Of Engineer-in-charge. | 16 | Sqm |  | 0
25 | 11.15 | Steel work welded in built up sections/framed work including cutting, hoisting, fixing in position and applying a priming coat Of approved steel primer using structural steel etc. as required. | 134.89 | Kg |  | 0
26 | 16.12 | Applying priming coat : With ready mixed red oxide zinc chromate primer Of approved brand and manufacture on steel galvanised iron/ steel works | 32 | Sqm |  | 0
27 | 16.22 | Painting Steel work with Deluxe Multi Surface Paint to give an even shade. Two or more coat applied @ 0.90 ltr/10 sqm over an under coat of primer applied @ 0.80 ltr/10 sqm ofapproved brand and manufacture | 32 | Sqm |  | 0
Sub-Total in Figures | [5 empty] | 0
Name of Work: Construction of Sharp Pit
1 | 2.1 | Earthwork in excavation by manual means up to a depth of 2m below the existing ground level for foundation trenches of foundations, footings…... (a) All kinds of soil | 18.81 | Cum |  | 0
2 | 2.6 | Earthwork in filling (excluding rock) in trenches, plinth, sides of foundation etc ,…........ (a) With available excavated earth | 4.68 | Cum |  | 0
3 | 2.3 | Extra over item no. 2.1 and 2.2 above for each lm depth or part thereof beyond the initial depth of 2m…. | 2.45 | Cum |  | 0
4 | 2.8 | Disposal Of surplus earth/ unserviceable material from thework site including loading and unloading completo as directed. (a)First 5 KM | 14.13 | Cum |  | 0
5 | 12.5 | Providing soling with stone/ best quality picked jhama brick, sand packed and laid to level…. (b/i) Stone soling of thickness 100mm | 7.08 | Sqm |  | 0
6 | 5.1 | Plain cement concrete works in foundation bed for footing steps, walls, brick works etc below plinth level…..........(b) 1 :3:6 | 0.71 | Cum |  | 0
7 | 4 | Centering and shutterlng lncludlng struttlng, propplng etc. and removal of form for all heights complcte and as directed by Engineer in charge.
0 | 4.1 | Foundations, footings, bases of columns, etc. for mass concrete | 1.06 | Sqm |  | 0
0 | 4.4 | Lintels, beams, plinth beams, girders, bressumers and cantilevers | 1.48 | Sqm |  | 0
0 | 4.3 | Slabs, roofs, landings, balconies and access platform, shelves | 7.03 | Sqm |  | 0
8 | 6.11 | Supplying, fitting and fixing in position reinforcement bars up to lst floor level, conforming to relevant I.S. Code for RC.C. work…... (b)High Yield Strength Deformed bars or Tor Bars | 0.8 | Qntl |  | 0
9 | 6.1 | Providing and laying in position specified grade of reinforced cement concrete, excluding the cost Of centerjng, shuttering, finishing and reinforcement- All work up to plinth level: (b) M20 or 1 :l/2:3 | 0.78 | Cum |  | 0
10 | 7.2 | Brick work with common burnt clay modular lst class bricks in foundation and in plinth: | 5.33 | Cum |  | 0
11 | 15.2 | 15 mm cement plaster on the rough side of single or half brick wall of mix: (a)1 :4 (1 cement: 4 fine sand) | 39.95 | Sqm |  | 0
12 | 11.16 | Providing and fixing hand rail of approved size bywelding etc. to steel ladder railing, balcony railing, staircase railing and similar works, including applying priming coat of approvedsteel primer. (c ) G.I. pipes | 27.85 | Kg |  | 0
13 | 16.12 | Applying priming coat : With ready mixed red oxide zinc chromate primer Of approved brand and manufacture on steel galvanised iron/ steel works | 0.53 | Sqm |  | 0
18 | 16.22 | Painting Steel work with Deluxe Multi Surface Paint to give an even shade. Two or more coat applied @ 0.90 ltr/10 sqm over an under coat of primer applied @ 0.80 ltr/10 sqm ofapproved brand and manufacture | 0.53 | Sqm |  | 0
Fencing :-
19 | 2.1 | Earthwork in excavation by manual means up to a depth of 2m below the existing ground level for foundation trenches of foundations, footings…... (a) All kinds of soil | 2.4 | Cum |  | 0
20 | 12.5 | Providing soling with stone/ best quality picked jhama brick, sand packed and laid to level…. (b/i) Stone soling of thickness 100mm | 4 | Sqm |  | 0
21 | 5.1 | Plain cement concrete works in foundation bed for footing steps, walls, brick works etc below plinth level…..........(b) 1 :3:6 | 0.98 | Cum |  | 0
22 | 4 | Centering and shutterlng lncludlng struttlng, propplng etc. and removal of form for all heights complcte and as directed by Engineer in charge.
23 | 4.1 | Foundations, footings, bases of columns, etc. for mass concrete | 10.88 | Sqm |  | 0
24 | 19.11 | Providing and fixing G.I. chain link fabric fencing of required width in mesh size 25x25 mm made Of G.I. wire of dia. 3 mm including strengthening with 2 mm dia. wire or nuts, bolts and washers as required complcte as per the direction Of Engineer-in-charge. | 16 | Sqm |  | 0
25 | 11.15 | Steel work welded in built up sections/framed work including cutting, hoisting, fixing in position and applying a priming coat Of approved steel primer using structural steel etc. as required. | 134.89 | Kg |  | 0
26 | 16.12 | Applying priming coat : With ready mixed red oxide zinc chromate primer Of approved brand and manufacture on steel galvanised iron/ steel works | 32 | Sqm |  | 0
27 | 16.22 | Painting Steel work with Deluxe Multi Surface Paint to give an even shade. Two or more coat applied @ 0.90 ltr/10 sqm over an under coat of primer applied @ 0.80 ltr/10 sqm ofapproved brand and manufacture | 32 | Sqm |  | 0
Sub-Total in Figures | [5 empty] | 0
Name of Work: Construction Labour Room including Internal Water Supply and Inetrnal Electrification, and Septic Tank
1 | 2.1 | Earthwork in excavation by manual means up to a depth of 2m below the existing ground level….... (a) All kinds of soil | 50.67 | Cum |  | 0
2 | 2.6 | Earthwork in filling (excluding rock) in trenches, plinth, sides of foundation,…......... (a) With available excavated earth | 40.67 | Cum |  | 0
3 | 2.9 | Earth work in excavation by manuav mechanical means(Hydraulic excavator) over areas…........... (a)All kinds of soil | 70.52 | Cum |  | 0
4 | 2.8 | Disposal Of surplus earth/ unserviceable material from thework site including loading and unloading complete ….... (a)First 5 KM | 80.52 | Cum |  | 0
5 | 12.5 | Providing soling with stone/ best quality picked jhama brick, sand packed and laid to level…........ (b/i) Stone soling of thickness 100mm | 70.77 | Sqm |  | 0
6 | 5.1 | Plain cement concrete works in foundation bed for footing steps, walls, brick works etc below plinth level…................. (b) 1 :3:6 | 7.08 | Cum |  | 0
7 | 8.1 | Plandom rubble masonry with hard stone in foundation and plinth including levelling up with cement concrete 1:6:12…............. (a) Cement mortar 1 :6 | 7.69 | Cum |  | 0
8 | 4 | Centering and shuttering lncludlng strutting, propplng etc. and removal of form for all heights complete
|  | (4.1) Foundations, footings, bases of columns, etc. for mass concrete | 19.92 | Sqm |  | 0
|  | (4.4)Lintels, beams, plinth beams, girders, bressumers and cantilevers | 48.88 | Sqm |  | 0
|  | (4.5)Columns, Pillars, Piers, Abutments, Posts and struts | 25.2 | Sqm |  | 0
|  | (4.3)Slabs, roofs, landings, balconies and access platform, shelves | 56.45 | Sqm |  | 0
9 | 6.11 | Supplying, fitting and fixing in position reinforcement bars up to lst floor level, conforming to relevant I.S. Code for R.C.C. work…..... (b)High Yield Strength Deformed bars or Tor Bars | 24.04 | Qntl |  | 0
10 | 6.1 | Providing and laying in position specified grade of reinforced cement concrete,….......... (b) M20 or 1 :l/2:3 | 12.31 | Cum |  | 0
11 | 6.2 | Reinforced cement concrete work in walls (any thickness), including attached pilasters, buttresses, fillets, columns,pillars, posts and struts etc. above plinth level up to first floor level…...................... (b) M20 or 1 :l/2:3 | 9.9 | Cum |  | 0
12 | 12.2 | Providing and laying damp proof course with cement concretein prop 1 :11/2:3…....... (b)25mm thick | 7.11 | Sqm |  | 0
13 | 12.8 | Cement concrcte floor topping 1:1:2 (1 cement: 1 coarsesand: 2 stone aggregate) finished with a floating coat of neat cement, including cement slurry, complete. (b)20mm thick | 51.87 | Sqm |  | 0
14 | 7.1 | Half brick masonry with common burnt clay (non modular) lst class bricks in superstructure above plinth level up to first floor level,. (b) Cement mortar 1 :4 | 89.13 | Sqm |  | 0
15 | 7.2 | Brick work with common burnt clay modular lst class bricks in foundation and in plinth: (b)Cement Mortar 1 :6 | 0.28 | Cum |  | 0
16 | 15.2 | 15 mm cement plaster on the rough side of single or half brick wall of mix: (a)1 :4 (1 cement: 4 fine sand) | 243.19 | Sqm |  | 0
17 | 16.11 | Applying one coat of water thinnable cement primer of approved brand and manufacture on surfaces: Water thinnable cement primer | 243.19 | Sqm |  | 0
18 | 16.17 | Finishing walls with Premium Acrylic Smooth exterior paintwith Silicone additives of required shade, including scaffolding: New work ITwo or more coats | 114.29 | Sqm |  | 0
19 | 16.6 | Distempering with dry distemper of approved brand and manufacture (two or more coats) of required shade on new work…........ | 128.9 | Sqm |  | 0
20 | 12.41 | Providing and laying vitrified floor tiles in different sizes and conforming to ls:15622, of approved make, in all colours and shades laid on 20 mm thick cement mortar 1:4 (b) Size of tile 600x600 mm | 35.32 | Sqm |  | 0
21 | 9.27 | Providing polished VITRIFIED wall tiles of approved quality, size, shape and thickness not less than 8 mm on walls and skirting over cement mortar bed 10 mm thick in prop.1:3…... (b) Premium range | 65.57 | Sqm |  | 0
22 | 10.1 | Providing wood work in frames Of doors, windows, clerestory windows and other frames…. (c) With lst class Local wood (i) Pooma/ Hollock/ Gamari/ | 0.14 | Cum |  | 0
23 | 10.5 | Providing and fixing panelled or panelled and glazed shutters for doors, windows and clerestory windows ….. (c) With lst class Local wood Pooma/ Hollock/ Gamari/ and the like (i) 35 mm thick shutters | 5.04 | Sqm |  | 0
24 | 16.12 | Applying priming coat: (a)With ready mked pink or Grey primer Of approved brand and manufacture on wood work (hard and soft wood) | 6.44 | Sqm |  | 0
25 | 16.22 | Finishing with Deluxe Multi surface paint system for interiors and exteriors….....(b)Painting wood work with Deluxe Mufti Surface Paint of required shade. Two or more coats | 6.44 | Sqm |  | 0
26 | 24.1 | Providing and fixing aluminium work for doors, windows, ventilators and partitions with extruded built up standard tubular sections/appropriate Z sections and other sections of approved make…...... (a) For fixed portion (i)Anodised aluminium | 101.85 | Kg |  | 0
27 | 24.2 | Providing and fixing 12 mm thick pre-laminated particle board flat pressed three layer or graded wood particle board, in panelling fixed in aluminium doors, windows shutters and partition (b)Pre-laminated particle board with decorative lamination on both sides | 28.81 | Sqm |  | 0
28 | 24.3 | Providing and fixing glazing in aluminium door. window, ventilator shutters and partitions etc…. (b)With float glass panes of 4.0 mm thickness | 11.1 | Sqm |  | 0
29 | 24.4 | Providing and fixing double action hydraulic floor spring of approved brand and manufacture,…...... a) With stainless steel cover plate minimum 1.25 mm thickness | 3 | Each |  | 0
30 | 24.12 | Providing and fixing aluminium tubular handle bar 32 mm outer dia, 3.0 mm thick & 2100 mm long with SS screws etc. . (a)Anodized (AC 15) aluminium tubular handle bar | 6 | Each |  | 0
31 | 24.13 | Providing and fixing Brass 100 mm mortise latch and lock with 6 levers without pair of handles (best make of approved quality) for aluminium doors including necessary cutting and making good etc. complete. | 12 | Each |  | 0
32 | 11.22 | Providing, fitting and fixing steel windows (including ventilators) of standard rolled steel sections as per relevant I.S. Code,…........ (a) Openable | 6.84 | Sqm |  | 0
33 | 11.24 | Providing and fixing M.S. grills Of required pattern in trames Of windows, etc. with M.S. flats, square or round bars, etc…. (a)Fixed to steel windows by welding | 242.88 | Kg |  | 0
34 | 11.19 | Providing & fixing glass panes with putty and glazing clips in steel doors, windows, clerestory windows, all complete with (b) 4 mm thick | 6.84 | Sqm |  | 0
35 | 16.22 | Finishing with Deluxe Multi surface paint system for interiors and exteriors ,…(c)Painting Steel work with Deluxe Multi Surface Paint to give an even shade. Two or more coat | 9.09 | Sqm |  | 0
Plinth Protection :-
36 | 2.1 | Earthwork in excavation by manual means up to a depth of 2m below the existing ground level,….. (a) All kinds of soil | 18 | Cum |  | 0
37 | 12.4 | Making plinth protection 50mm thick of cement concrete 1:3:6(1 cement: 3 coarse sand: 6 graded stone aggregate 20 mm nominal size) over 75 mm thick bed of dry brick ballast 40 mm nominal size | 60 | Sqm |  | 0
38 | 12.5 | Providing soling with stone/ best quality picked jhama brick, sand packed and laid to level…........ (b/i) Stone soling of thickness 100mm | 50 | Sqm |  | 0
39 | 5.1 | Plain cement concrete works in foundation bed for footing steps, walls, brick works etc below plinth level…........ (b) 1 :3:6 | 3.75 | Cum |  | 0
40 | 4 | Centering and shutterlng lncludlng struttlng, propplng etc. and removal of form for all heights complcte (4.1) Foundations, footings, bases of columns, etc. for mass concrete | 20 | Sqm |  | 0
41 | 7.2 | Brick work with common burnt clay modular lst class bricks in foundation and in plinth: (b)Cement Mortar 1 :6 | 4.8 | Cum |  | 0
42 | 15.2 | 15 mm cement plaster on the rough side of single or half brick wall of mix: (a)1 :4 (1 cement: 4 fine sand) | 80 | Sqm |  | 0
Internal Sanitary and Plumbing :-
43 | 20.1 | Providing and fixing water closet squatting pan (Indian type W.C. pan) with 100 mm sand Cast Iron P or S trap, 10 litre low level white P.V.C. flushing cistern, including flush pipe…........ (a)White Vitreous china Orissa pattern W.C, pan of size 580x440 mm | 1 | Each |  | 0
44 | 20.2 | Providing and fixing a pair of white vitreous china foot rests of standard pattern for squatting pan water closet: (a)250xl 30x30 mm | 1 | Each |  | 0
45 | 20.7 | Providing and fixing wash basin with C.I. brackets, 15 mm C.P. brass pillar taps, 32 mm C.P. brass waste of standard patter,…......... (a)White Vitreous China Wash basin size 630x450 mm with a pair of 15 mm C.P. brass pillar taps | 1 | Each |  | 0
46 | 20.24 | providing and fixing G.I inlet connection for flush pipe connection with W.C Pan | 1 | Each |  | 0
47 | 20.32 | providing and fixing PVC waste pipe for sink or wash basin including PVC waste fitting complete. (a)semi-rigid pipe (ii)40mm dia | 1 | Each |  | 0
48 | 20.39 | providing and fixing soil, waste and vent pipe :- (a)100mm dia (i)sand cast iron S&S pipe as per IS:1729 | 10 | Rm |  | 0
49 | 21.16 | Providing and fixing brass bib cock of approved quality: (b) 20 mm nominal bore | 2 | Each |  | 0
50 | 21.46 | Providing and placing on terrace (at all floor levels) polyethylene water storage tank, ls:12701 marked, with cover and suitable locking arrangement,…......... (c) 1000 litre capacity | 1000 | Litre |  | 0
51 | 21.1 | Providing and fixing Chlorinated Polyvinyl Chloride (CPVC) pipes including all CPVC plain & brass threaded fittings, …....... (ix) 100mm diameter | 10 | Rm |  | 0
52 | 21.11 | Providing and fixing G.I. pipes complete with G.I. fittings and clamps, i/c cutting and making good the walls etc. Internal work - Exposed on wall (ii) 20 mm diameter nominal bore | 80 | Rm |  | 0
Internal Eletrification :-
53 | 1 | Wiring in looping system with copper PVC cable 250/440 volt grade of size 1.5 sqm of approved quality (a) Long Point (i) With Copper conductor | 10 | Each |  | 0
54 | 2 | Wiring as an item No. 1 complete to a light plug point when fixed elsewhere. (a) Long Point (i) With Copper conductor | 3 | Each |  | 0
55 | 4 | Wiring to a power plug as an item No. 1 above with 2 x 4mm (a) Long Point (i) With Copper conductor | 3 | Each |  | 0
56 | 9 | Drawing of Main and Sub- Main line with DGSD approved (b) With 2 x 4 mm² copper conductor (i) With Copper | 80 | m |  | 0
|  | (c) With 2 x 6 mm² copper conductor (i) With Copper | 120 | m |  | 0
57 | 51 | Supplying & fixing of Load Kontaket Miniature Circuit Breakers (MCBs). (b) 6 - 32 Amp SP MCB Capacity | 4 | Each |  | 0
58 | 53 | Supplying fitting & fixing of Load Kontaket Miniature Circuit Breakers Double Pole (Isolator) (b) 32 - 125 Amp TP Isolator | 1 | Each |  | 0
59 | 55 | Supplying fitting & fixing of Single opening Metal Enclosure MCB Distribution Box. (b) 4/6/8 Way | 2 | Each |  | 0
60 | 62 | Supplying fitting & fixing T5/T8/T9 etc Fluorescent tube light fitting complete | 6 | Each |  | 0
SEPTIC TANK & SOAK PIT :- |  |  | 0 | 0 |  | 0
61 | 2.1 | Earthwork in excavation by manual means up to a depth of 2m below the existing ground level,…........ (a) All kinds of soil | 10.06 | Cum |  | 0
62 | 12.5 | Providing soling with stone/ best quality picked jhama brick, sand packed and laid to level…........ (b/i) Stone soling of thickness 100mm | 4.5 | Sqm |  | 0
63 | 5.1 | Plain cement concrete works in foundation bed for footing steps, walls, brick works etc below plinth level,…..... (b) 1 :3:6 | 0.45 | Cum |  | 0
64 | 4 | Centering and shutterlng lncludlng struttlng, propplng etc. and removal of form for all heights complcte,…........ (4.1) Foundations, footings, bases of columns, etc. for mass concrete | 0.9 | Sqm |  | 0
|  | (4.4)Lintels, beams, plinth beams, girders, bressumers and cantilevers | 1.08 | Sqm |  | 0
|  | (4.3)Slabs, roofs, landings, balconies and access platform, shelves | 5.4 | Sqm |  | 0
65 | 6.11 | Supplying, fitting and fixing in position reinforcement bars up to lst floor level, conforming to relevant I.S. Code for R.C.C. work.. (b)High Yield Strength Deformed bars or Tor Bars | 1.47 | Qntl |  | 0
66 | 6.1 | Providing and laying in position specified grade of reinforced cement concrete,….......... (b) M20 or 1 :l/2:3 | 1.18 | Cum |  | 0
67 | 7.2 | Brick work with common burnt clay modular lst class bricks in foundation and in plinth: (b)Cement Mortar 1 :6 | 4.69 | Cum |  | 0
68 | 15.2 | 15 mm cement plaster on the rough side of single or half brick wall of mix: (a)1 :4 (1 cement: 4 fine sand) | 45.78 | Sqm |  | 0
69 | 21.10 | Providing and fixing Chlorinated Polyvinyl Chloride (CPVC) pipe including all CPVC plain & brass threaded fittings, (ix) 100mm diameter | 9 | Rm |  | 0
70 | 22.30 | Making soak pit 2.5 in diameter 3,0 metre deep with 45x45cm dry brick honey comb shaft with bricks and S.W. drain pipe 100 mm diamcter,1.8 in long complete as per standard design. | 1 | Each |  | 0
Sub-Total in Figures | [5 empty] | 0
Total in Figures | [5 empty] | 0

## Sonapur (hidden)
Sl.No | Item No. | Description of Items (With brief specification and reference to book of specification) | Quantity | Unit | Rates in INR (in figure) | Amount in INR
Name of Health Facilities: Sonapur Sub-Centre
Name of Work: Re-Construction/Upgradation of Sonapur Sub-Centre (Type-B), I/c Internal Sanitary, Water Supply & Internal Electrification
1 | 2.1 | Earthwork in excavation by manual means up to a depth of 2m below the existing ground level….... (a) All kinds of soil | 161.06 | Cum |  | 0
2 | 2.6 | Earthwork in filling (excluding rock) in trenches, plinth, sides of foundation,…......... (a) With available excavated earth | 193.11 | Cum |  | 0
3 | 2.9 | Earth work in excavation by manuav mechanical means(Hydraulic excavator) over areas…........... (a)All kinds of soil | 180 | Cum |  | 0
4 | 2.8 | Disposal Of surplus earth/ unserviceable material from thework site including loading and unloading complete ….... (a)First 5 KM | 147.95 | Cum |  | 0
5 | 12.5 | Providing soling with stone/ best quality picked jhama brick, sand packed and laid to level…........ (b/i) Stone soling of thickness 100mm | 254.3 | Sqm |  | 0
6 | 5.1 | Plain cement concrete works in foundation bed for footing steps, walls, brick works etc below plinth level…................. (b) 1 :3:6 | 25.43 | Cum |  | 0
7 | 8.1 | Plandom rubble masonry with hard stone in foundation and plinth including levelling up with cement concrete 1:6:12…............. (a) Cement mortar 1 :6 | 29.63 | Cum |  | 0
8 | 4 | Centering and shuttering lncludlng strutting, propplng etc. and removal of form for all heights complete
|  | (4.1) Foundations, footings, bases of columns, etc. for mass concrete | 34.28 | Sqm |  | 0
|  | (4.4)Lintels, beams, plinth beams, girders, bressumers and cantilevers | 415.71 | Sqm |  | 0
|  | (4.5)Columns, Pillars, Piers, Abutments, Posts and struts | 193.34 | Sqm |  | 0
|  | (4.6) Stairs/ spiral staircase, (excluding landings) | 13.27 | Sqm |  | 0
|  | (4.3)Slabs, roofs, landings, balconies and access platform, shelves | 292.81 | Sqm |  | 0
9 | 6.11 | Supplying, fitting and fixing in position reinforcement bars up to lst floor level, conforming to relevant I.S. Code for R.C.C. work…..... (b)High Yield Strength Deformed bars or Tor Bars | 144.83 | Qntl |  | 0
10 | 6.1 | Providing and laying in position specified grade of reinforced cement concrete,….......... a)M15 or Prop.1 :2:4 | 8.52 | Cum |  | 0
|  | (b) M20 or 1 :l/2:3 | 33.24 | Cum |  | 0
11 | 6.2 | Reinforced cement concrete work in walls (any thickness), including attached pilasters, buttresses, fillets, columns,pillars, posts and struts etc. above plinth level up to first floor level…...................... (b) M20 or 1 :l/2:3 | 71.91 | Cum |  | 0
12 | 12.2 | Providing and laying damp proof course with cement concretein prop 1 :11/2:3…....... (b)25mm thick | 34.56 | Sqm |  | 0
13 | 12.8 | Cement concrcte floor topping 1:1:2 (1 cement: 1 coarsesand: 2 stone aggregate) finished with a floating coat of neat cement, including cement slurry, complete. (b)20mm thick | 150 | Sqm |  | 0
14 | 7.1 | Half brick masonry with common burnt clay (non modular) lst class bricks in superstructure above plinth level up to first floor level,. (b) Cement mortar 1 :4 | 381.98 | Sqm |  | 0
15 | 7.2 | Brick work with common burnt clay modular lst class bricks in foundation and in plinth: (b)Cement Mortar 1 :6 | 1.42 | Cum |  | 0
16 | 15.2 | 15 mm cement plaster on the rough side of single or half brick wall of mix: (a)1 :4 (1 cement: 4 fine sand) | 1557.68 | Sqm |  | 0
17 | 16.11 | Applying one coat of water thinnable cement primer of approved brand and manufacture on surfaces: Water thinnable cement primer | 1557.68 | Sqm |  | 0
18 | 16.17 | Finishing walls with Premium Acrylic Smooth exterior paintwith Silicone additives of required shade, including scaffolding: New work ITwo or more coats | 538.16 | Sqm |  | 0
19 | 16.6 | Distempering with dry distemper of approved brand and manufacture (two or more coats) of required shade on new work…........ | 1019.52 | Sqm |  | 0
20 | 12.1 | Cement concrete flooring 1:2:4 finished with a floating coat of neat cement, including cement slurry, complcte. A) 25 mm thick | 86 | Sqm |  | 0
0 | 12.14 | Cement plaster skirting up to 30 cm height, with cement mortar 1 :3 (1 cement: 3 coarse sand), finished with a floating coat of neat cement. | 11.11 | Sqm |  | 0
21 | 12.41 | Providing and laying vitrified floor tiles in different sizes and conforming to ls:15622, of approved make, in all colours and shades laid on 20 mm thick cement mortar 1:4 (b) Size of tile 600x600 mm | 131.59 | Sqm |  | 0
22 | 9.27 | Providing polished VITRIFIED wall tiles of approved quality, size, shape and thickness not less than 8 mm on walls and skirting over cement mortar bed 10 mm thick in prop.1:3…... (b) Premium range | 298.27 | Sqm |  | 0
23 | 9.1 | Providing and fixing 18 mm thick gang saw cut, mirror polished, pre-moulded and pre-polished, machine cut for kitchen platforms…laid over 20 mm thick base cement mortar 1:4 (b) Granite of any colour and shade (i) Area of slab up to o.50 sqm | 14.13 | Sqm |  | 0
24 | 10.1 | Providing wood work in frames Of doors, windows, clerestory windows and other frames…. (c) With lst class Local wood (i) Pooma/ Hollock/ Gamari/ | 0.82 | Cum |  | 0
25 | 10.5 | Providing and fixing panelled or panelled and glazed shutters for doors, windows and clerestory windows ….. (c) With lst class Local wood Pooma/ Hollock/ Gamari/ and the like (i) 35 mm thick shutters | 30.24 | Sqm |  | 0
26 | 28.1 | Providing and fixing tactory made UPVC door frame made of UPVC extruded sections…. A)Extruded section profile size 48x40 mm | 41.2 | Rm |  | 0
27 | 28.2 | Providing and fixing to existing door frames:- 30 mm thick factory made Polyvinyl Chloride (PVC) door shutter made of stiles and rails of UPVC hollow section of size 60x30 mm and wall thickness…... | 12.61 | Sqm |  | 0
28 | 11.3 | Providing and fixing in position collapsible steel shutters with vertical channels,…...with 40 mm dia. steel pulleys, complete with bolts, nuts, locking arrangement, stoppers, handles, including applying a priming coat of approved steel primer | 15.96 | Sqm |  | 0
29 | 16.12 | Applying priming coat: (a)With ready mked pink or Grey primer Of approved brand and manufacture on wood work (hard and soft wood) | 53.09 | Sqm |  | 0
30 | 16.22 | Finishing with Deluxe Multi surface paint system for interiors and exteriors….....(b)Painting wood work with Deluxe Mufti Surface Paint of required shade. Two or more coats | 53.09 | Sqm |  | 0
31 | 24.1 | Providing and fixing aluminium work for doors, windows, ventilators and partitions with extruded built up standard tubular sections/appropriate Z sections and other sections of approved make…...... (a) For fixed portion (i)Anodised aluminium | 47.11 | Kg |  | 0
32 | 24.2 | Providing and fixing 12 mm thick pre-laminated particle board flat pressed three layer or graded wood particle board, in panelling fixed in aluminium doors, windows shutters and partition (b)Pre-laminated particle board with decorative lamination on both sides | 5.15 | Sqm |  | 0
33 | 24.3 | Providing and fixing glazing in aluminium door. window, ventilator shutters and partitions etc…. (b)With float glass panes of 4.0 mm thickness | 5.15 | Sqm |  | 0
34 | 24.4 | Providing and fixing double action hydraulic floor spring of approved brand and manufacture,…...... a) With stainless steel cover plate minimum 1.25 mm thickness | 1 | Each |  | 0
35 | 24.12 | Providing and fixing aluminium tubular handle bar 32 mm outer dia, 3.0 mm thick & 2100 mm long with SS screws etc. . (a)Anodized (AC 15) aluminium tubular handle bar | 1 | Each |  | 0
36 | 24.13 | Providing and fixing Brass 100 mm mortise latch and lock with 6 levers without pair of handles (best make of approved quality) for aluminium doors including necessary cutting and making good etc. complete. | 34 | Each |  | 0
37 | 11.22 | Providing, fitting and fixing steel windows (including ventilators) of standard rolled steel sections as per relevant I.S. Code,…........ (a) Openable | 28.73 | Sqm |  | 0
38 | 11.24 | Providing and fixing M.S. grills Of required pattern in trames Of windows, etc. with M.S. flats, square or round bars, etc…. (a)Fixed to steel windows by welding | 430.95 | Kg |  | 0
39 | 11.19 | Providing & fixing glass panes with putty and glazing clips in steel doors, windows, clerestory windows, all complete with (b) 4 mm thick | 28.73 | Sqm |  | 0
40 | 11.16 | Providing and fixing hand rail of approved size bywelding etc. to steel ladder railing, balcony railing, staircase railing and similar works, including applying priming coat of approved steel primer. a)M.S. tube | 130.81 | Kg |  | 0
41 | 16.22 | Finishing with Deluxe Multi surface paint system for interiors and exteriors ,…(c)Painting Steel work with Deluxe Multi Surface Paint to give an even shade. Two or more coat | 70.86 | Sqm |  | 0
Plinth Protection :-
42 | 2.1 | Earthwork in excavation by manual means up to a depth of 2m below the existing ground level,….. (a) All kinds of soil | 28.5 | Cum |  | 0
43 | 12.4 | Making plinth protection 50mm thick of cement concrete 1:3:6(1 cement: 3 coarse sand: 6 graded stone aggregate 20 mm nominal size) over 75 mm thick bed of dry brick ballast 40 mm nominal size | 34.2 | Sqm |  | 0
44 | 12.5 | Providing soling with stone/ best quality picked jhama brick, sand packed and laid to level…........ (b/i) Stone soling of thickness 100mm | 17.1 | Sqm |  | 0
45 | 5.1 | Plain cement concrete works in foundation bed for footing steps, walls, brick works etc below plinth level…........ (b) 1 :3:6 | 1.71 | Cum |  | 0
46 | 4 | Centering and shutterlng lncludlng struttlng, propplng etc. and removal of form for all heights complcte (4.1) Foundations, footings, bases of columns, etc. for mass concrete | 11.4 | Sqm |  | 0
47 | 7.2 | Brick work with common burnt clay modular lst class bricks in foundation and in plinth: (b)Cement Mortar 1 :6 | 4.28 | Cum |  | 0
48 | 15.2 | 15 mm cement plaster on the rough side of single or half brick wall of mix: (a)1 :4 (1 cement: 4 fine sand) | 42.75 | Sqm |  | 0
Internal Sanitary and Plumbing :-
49 | 20.1 | Providing and fixing water closet squatting pan (Indian type W.C. pan) with 100 mm sand Cast Iron P or S trap, 10 litre low level white P.V.C. flushing cistern, including flush pipe…........ (a)White Vitreous china Orissa pattern W.C, pan of size 580x440 mm | 6 | Each |  | 0
50 | 20.2 | Providing and fixing a pair of white vitreous china foot rests of standard pattern for squatting pan water closet: (a)250xl 30x30 mm | 6 | Pair |  | 0
51 | 20.7 | Providing and fixing wash basin with C.I. brackets, 15 mm C.P. brass pillar taps, 32 mm C.P. brass waste of standard patter,…......... (a)White Vitreous China Wash basin size 630x450 mm with a pair of 15 mm C.P. brass pillar taps | 4 | Each |  | 0
52 | 20.12 | Providing and fixing Stainless Steel A ISI 304 (18/8) kitchen sink as per ls:13983 with C.I. brackets and stainless steel plug 40 mm….. Kitchen sink with drain board with 510xl040 mm bowl depth 250 mm | 3 | Each |  | 0
53 | 20.24 | providing and fixing G.I inlet connection for flush pipe connection with W.C Pan | 6 | Each |  | 0
54 | 20.32 | providing and fixing PVC waste pipe for sink or wash basin including PVC waste fitting complete. (a)semi-rigid pipe (ii)40mm dia | 7 | Each |  | 0
55 | 20.39 | providing and fixing soil, waste and vent pipe :- (a)100mm dia (i)sand cast iron S&S pipe as per IS:1729 | 18 | Rm |  | 0
56 | 21.16 | Providing and fixing brass bib cock of approved quality: 15 mm nominal bore | 13 | Each |  | 0
57 | 21.46 | Providing and placing on terrace (at all floor levels) polyethylene water storage tank, ls:12701 marked, with cover and suitable locking arrangement,…......... (c) 1000 litre capacity | 3000 | Litre |  | 0
58 | 21.1 | Providing and fixing Chlorinated Polyvinyl Chloride (CPVC) pipes including all CPVC plain & brass threaded fittings, …....... (ix) 100mm diameter | 65 | Rm |  | 0
59 | 21.11 | Providing and fixing G.I. pipes complete with G.I. fittings and clamps, i/c cutting and making good the walls etc. Internal work - Exposed on wall (i) 15 mm diameter nominal bore | 166.45 | Rm |  | 0
|  | (ii) 20 mm diameter nominal bore | 161.2 | Rm |  | 0
Internal Eletrification :-
60 | 1 | Wiring in looping system with copper P.V.C cable 250/440 volt grade of size 1.5 sqmm etc…. (bi) with copper conductor | 120 | Each |  | 0
61 | 2 | Wiring as an item no 1 to light plug point etc. (bi) with copper conductor | 12 | Each |  | 0
61 | 4 | Wiring as an item no 1 to power plug point etc. (bi) with copper conductor | 16 | Each |  | 0
62 | 6 | Wiring as an item no 1 to complete to wall light point etc (bi) with copper conductor. | 16 | Each |  | 0
62 | 5 | Wiring as an item no 1 to complete to ceiling fan etc. (bi) with copper conductor | 11 | Each |  | 0
63 | 9 | Drawing main & sub-main line 250 volt etc. (b) with 2 x 4 sq mm copper conductor | 75.4 | Rm |  | 0
63 | 49 | Supplying,fitting & fixing 415v TPN IC main switch etc. (b) 32 amp capacity | 2 | Each |  | 0
64 | 51 | Supplying,fitting & fixing maniature circuit breaker etc. (b) 6-32 amp | 2 | Each |  | 0
64 | 56 | Supplying,fitting & fixing SPN/TPN MCB distribution board etc. (c) 8 ways (8+24) Modules | 2 | Each |  | 0
65 | 60 | Supplying,fitting & fixing batten holder with 11 watt EFL lamp etc. (a) with 25cm dia | 18 | Each |  | 0
65 | 62 | Supplying,fitting & fixing T5/T8/T9 fluorescene tube light etc. (a) Electronic single strip fitting | 8 | Each |  | 0
66 | 64 | Supplying,fitting & fixing decorative wall fitting etc. (a) single fitting | 18 | Each |  | 0
66 | 67 | Supplying,fitting & fixing 15 amp complete etc. (a) 15aMP ss combine surface mounted | 1 | Each |  | 0
67 | 78 | Supplying and fitting of ceiling fan AC operated type 220/250 volt. etc. (b) AC ceiling Fan 1200 mm sweeps. | 11 | Each |  | 0
67 | 104 | Supplying and Laying of 15mm x 5mm GI/Copper,strip 0.50 mts below gound etc. (a)with 25mm x 5mm copper strip | 1.2 | Rm |  | 0
68 | 86 | Supplying,fitting and fixing of Copper lightning Arrester with 5 nos.Finger at the top & copper base plate at the bootom. (a)with 3ft high copper rod | 3 | Each |  | 0
68 | 108 | Supplying,fitting and fixing earthing with Copper plate 600mm x 600mm x 6mm thick etc. | 2 | Each |  | 0
SEPTIC TANK & SOAK PIT :-
69 | 2.1 | Earthwork in excavation by manual means up to a depth of 2m below the existing ground level,…........ (a) All kinds of soil | 10.51 | Cum |  | 0
70 | 12.5 | Providing soling with stone/ best quality picked jhama brick, sand packed and laid to level…........ (b/i) Stone soling of thickness 100mm | 5.99 | Sqm |  | 0
71 | 5.1 | Plain cement concrete works in foundation bed for footing steps, walls, brick works etc below plinth level,…..... (b) 1 :3:6 | 0.6 | Cum |  | 0
72 | 4 | Centering and shutterlng lncludlng struttlng, propplng etc. and removal of form for all heights complcte,…........ (4.1) Foundations, footings, bases of columns, etc. for mass concrete | 1.58 | Sqm |  | 0
73 |  | (4.4)Lintels, beams, plinth beams, girders, bressumers and cantilevers | 1.08 | Sqm |  | 0
74 |  | (4.3)Slabs, roofs, landings, balconies and access platform, shelves | 7.57 | Sqm |  | 0
75 | 6.11 | Supplying, fitting and fixing in position reinforcement bars up to lst floor level, conforming to relevant I.S. Code for R.C.C. work.. (b)High Yield Strength Deformed bars or Tor Bars | 1.65 | Qntl |  | 0
76 | 6.1 | Providing and laying in position specified grade of reinforced cement concrete,….......... (b) M20 or 1 :l/2:3 | 1.32 | Cum |  | 0
77 | 7.2 | Brick work with common burnt clay modular lst class bricks in foundation and in plinth: (b)Cement Mortar 1 :6 | 5.37 | Cum |  | 0
78 | 15.2 | 15 mm cement plaster on the rough side of single or half brick wall of mix: (a)1 :4 (1 cement: 4 fine sand) | 60.54 | Sqm |  | 0
79 | 21.10 | Providing and fixing Chlorinated Polyvinyl Chloride (CPVC) pipe including all CPVC plain & brass threaded fittings, (ix) 100mm diameter | 10 | Rm |  | 0
80 | 22.30 | Making soak pit 2.5 in diameter 3,0 metre deep with 45x45cm dry brick honey comb shaft with bricks and S.W. drain pipe 100 mm diamcter,1.8 in long complete as per standard design. | 1 | Each |  | 0
OTHER PROVISIONS
81 | 1) | EXTERNAL ELECTRIFICATION Residential/ Non-Residential Building (i)Service connection within 30 m | 6 | KW |  | 0
Sub-Total in Figures | [5 empty] | 0
Name of Work: Construction of Deep Burial Pit
1 | 2.1 | Earthwork in excavation by manual means up to a depth of 2m below the existing ground level for foundation trenches of foundations, footings…... (a) All kinds of soil | 15.49 | Cum |  | 0
2 | 2.6 | Earthwork in filling (excluding rock) in trenches, plinth, sides of foundation etc ,…........ (a) With available excavated earth | 2.61 | Cum |  | 0
3 | 2.3 | Extra over item no. 2.1 and 2.2 above for each lm depth or part thereof beyond the initial depth of 2m…. | 1.3 | Cum |  | 0
4 | 2.8 | Disposal Of surplus earth/ unserviceable material from thework site including loading and unloading completo as directed. (a)First 5 KM | 12.88 | Cum |  | 0
5 | 12.5 | Providing soling with stone/ best quality picked jhama brick, sand packed and laid to level…. (b/i) Stone soling of thickness 100mm | 8.12 | Sqm |  | 0
6 | 5.1 | Plain cement concrete works in foundation bed for footing steps, walls, brick works etc below plinth level…..........(b) 1 :3:6 | 0.82 | Cum |  | 0
7 | 8.1 | Plandom rubble masonry with hard stone in foundation and plinth including levelling up with cement concrete 1:6:12 up to plinth level with: (a) Cement mortar 1 :6 | 3.48 | Cum |  | 0
8 | 4 | Centering and shutterlng lncludlng struttlng, propplng etc. and removal of form for all heights complcte and as directed by Engineer in charge.
9 | 4.1 | Foundations, footings, bases of columns, etc. for mass concrete | 2.32 | Sqm |  | 0
10 | 4.4 | Lintels, beams, plinth beams, girders, bressumers and cantilevers | 5.8 | Sqm |  | 0
11 | 4.3 | Slabs, roofs, landings, balconies and access platform, shelves | 11.18 | Sqm |  | 0
12 | 6.11 | Supplying, fitting and fixing in position reinforcement bars up to lst floor level, conforming to relevant I.S. Code for RC.C. work…... (b)High Yield Strength Deformed bars or Tor Bars | 3.53 | Qntl |  | 0
13 | 6.1 | Providing and laying in position specified grade of reinforced cement concrete, excluding the cost Of centerjng, shuttering, finishing and reinforcement- All work up to plinth level: (b) M20 or 1 :l/2:3 | 1.71 | Cum |  | 0
14 | 7.9 | Half brick masonry with common burnt clay (non modular) 1st class bricks in foundations and in plinth: Cement mortar 1 :4 | 1.13 | Sqm |  | 0
15 | 15.2 | 15 mm cement plaster on the rough side of single or half brick wall of mix: (a)1 :4 (1 cement: 4 fine sand) | 17.62 | Sqm |  | 0
16 | 11.15 | Steel work welded in built up sections /framed work including cutting, hoisting, fixing in position and applying a priming coat Of approved steel primer using structural steel etc. as required. | 54.94 | Kg |  | 0
17 | 16.12 | Applying priming coat : With ready mixed red oxide zinc chromate primer Of approved brand and manufacture on steel galvanised iron/ steel works | 1.62 | Sqm |  | 0
18 | 16.22 | Painting Steel work with Deluxe Multi Surface Paint to give an even shade. Two or more coat applied @ 0.90 ltr/10 sqm over an under coat of primer applied @ 0.80 ltr/10 sqm ofapproved brand and manufacture | 1.62 | Sqm |  | 0
Fencing :-
19 | 2.1 | Earthwork in excavation by manual means up to a depth of 2m below the existing ground level for foundation trenches of foundations, footings…... (a) All kinds of soil | 2.4 | Cum |  | 0
20 | 12.5 | Providing soling with stone/ best quality picked jhama brick, sand packed and laid to level…. (b/i) Stone soling of thickness 100mm | 4 | Sqm |  | 0
21 | 5.1 | Plain cement concrete works in foundation bed for footing steps, walls, brick works etc below plinth level…..........(b) 1 :3:6 | 0.98 | Cum |  | 0
22 | 4 | Centering and shutterlng lncludlng struttlng, propplng etc. and removal of form for all heights complcte and as directed by Engineer in charge.
23 | 4.1 | Foundations, footings, bases of columns, etc. for mass concrete | 10.88 | Sqm |  | 0
24 | 19.11 | Providing and fixing G.I. chain link fabric fencing of required width in mesh size 25x25 mm made Of G.I. wire of dia. 3 mm including strengthening with 2 mm dia. wire or nuts, bolts and washers as required complcte as per the direction Of Engineer-in-charge. | 16 | Sqm |  | 0
25 | 11.15 | Steel work welded in built up sections/framed work including cutting, hoisting, fixing in position and applying a priming coat Of approved steel primer using structural steel etc. as required. | 134.89 | Kg |  | 0
26 | 16.12 | Applying priming coat : With ready mixed red oxide zinc chromate primer Of approved brand and manufacture on steel galvanised iron/ steel works | 32 | Sqm |  | 0
27 | 16.22 | Painting Steel work with Deluxe Multi Surface Paint to give an even shade. Two or more coat applied @ 0.90 ltr/10 sqm over an under coat of primer applied @ 0.80 ltr/10 sqm ofapproved brand and manufacture | 32 | Sqm |  | 0
Sub-Total in Figures | [5 empty] | 0
Name of Work: Construction of Sharp Pit
1 | 2.1 | Earthwork in excavation by manual means up to a depth of 2m below the existing ground level for foundation trenches of foundations, footings…... (a) All kinds of soil | 10.89 | Cum |  | 0
2 | 2.6 | Earthwork in filling (excluding rock) in trenches, plinth, sides of foundation etc ,…........ (a) With available excavated earth | 3.08 | Cum |  | 0
3 | 2.3 | Extra over item no. 2.1 and 2.2 above for each lm depth or part thereof beyond the initial depth of 2m…. | 1.21 | Cum |  | 0
4 | 2.8 | Disposal Of surplus earth/ unserviceable material from thework site including loading and unloading completo as directed. (a)First 5 KM | 7.81 | Cum |  | 0
5 | 12.5 | Providing soling with stone/ best quality picked jhama brick, sand packed and laid to level…. (b/i) Stone soling of thickness 100mm | 5.11 | Sqm |  | 0
6 | 5.1 | Plain cement concrete works in foundation bed for footing steps, walls, brick works etc below plinth level…..........(b) 1 :3:6 | 0.51 | Cum |  | 0
7 | 4 | Centering and shutterlng lncludlng struttlng, propplng etc. and removal of form for all heights complcte and as directed by Engineer in charge.
| 4.1 | Foundations, footings, bases of columns, etc. for mass concrete | 0.9 | Sqm |  | 0
| 4.4 | Lintels, beams, plinth beams, girders, bressumers and cantilevers | 1.24 | Sqm |  | 0
| 4.3 | Slabs, roofs, landings, balconies and access platform, shelves | 5.06 | Sqm |  | 0
8 | 6.11 | Supplying, fitting and fixing in position reinforcement bars up to lst floor level, conforming to relevant I.S. Code for RC.C. work…... (b)High Yield Strength Deformed bars or Tor Bars | 0.56 | Qntl |  | 0
9 | 6.1 | Providing and laying in position specified grade of reinforced cement concrete, excluding the cost Of centerjng, shuttering, finishing and reinforcement- All work up to plinth level: (b) M20 or 1 :l/2:3 | 0.56 | Cum |  | 0
10 | 7.2 | Brick work with common burnt clay modular lst class bricks in foundation and in plinth: | 3.57 | Cum |  | 0
11 | 15.2 | 15 mm cement plaster on the rough side of single or half brick wall of mix: (a)1 :4 (1 cement: 4 fine sand) | 27.26 | Sqm |  | 0
12 | 11.16 | Providing and fixing hand rail of approved size bywelding etc. to steel ladder railing, balcony railing, staircase railing and similar works, including applying priming coat of approvedsteel primer. (c ) G.I. pipes | 27.85 | Kg |  | 0
13 | 16.12 | Applying priming coat : With ready mixed red oxide zinc chromate primer Of approved brand and manufacture on steel galvanised iron/ steel works | 0.53 | Sqm |  | 0
18 | 16.22 | Painting Steel work with Deluxe Multi Surface Paint to give an even shade. Two or more coat applied @ 0.90 ltr/10 sqm over an under coat of primer applied @ 0.80 ltr/10 sqm ofapproved brand and manufacture | 0.53 | Sqm |  | 0
Fencing :-
19 | 2.1 | Earthwork in excavation by manual means up to a depth of 2m below the existing ground level for foundation trenches of foundations, footings…... (a) All kinds of soil | 2.4 | Cum |  | 0
20 | 12.5 | Providing soling with stone/ best quality picked jhama brick, sand packed and laid to level…. (b/i) Stone soling of thickness 100mm | 4 | Sqm |  | 0
21 | 5.1 | Plain cement concrete works in foundation bed for footing steps, walls, brick works etc below plinth level…..........(b) 1 :3:6 | 0.98 | Cum |  | 0
22 | 4 | Centering and shutterlng lncludlng struttlng, propplng etc. and removal of form for all heights complcte and as directed by Engineer in charge.
23 | 4.1 | Foundations, footings, bases of columns, etc. for mass concrete | 10.88 | Sqm |  | 0
24 | 19.11 | Providing and fixing G.I. chain link fabric fencing of required width in mesh size 25x25 mm made Of G.I. wire of dia. 3 mm including strengthening with 2 mm dia. wire or nuts, bolts and washers as required complcte as per the direction Of Engineer-in-charge. | 16 | Sqm |  | 0
25 | 11.15 | Steel work welded in built up sections/framed work including cutting, hoisting, fixing in position and applying a priming coat Of approved steel primer using structural steel etc. as required. | 134.79 | Kg |  | 0
26 | 16.12 | Applying priming coat : With ready mixed red oxide zinc chromate primer Of approved brand and manufacture on steel galvanised iron/ steel works | 32 | Sqm |  | 0
27 | 16.22 | Painting Steel work with Deluxe Multi Surface Paint to give an even shade. Two or more coat applied @ 0.90 ltr/10 sqm over an under coat of primer applied @ 0.80 ltr/10 sqm ofapproved brand and manufacture | 32 | Sqm |  | 0
Sub-Total in Figures | [5 empty] | 0
Total in Figures | [5 empty] | 0

## Khaddum (hidden)
Sl.No | Item No. | Description of Items (With brief specification and reference to book of specification) | Quantity | Unit | Rates in INR (in figure) | Amount in INR
Name of Health Facilities: Khaddum Sub-Centre
Name of Work: Improvement of Sub-Centre Building
1 | 10.2 | Providing dressed wood work in post walls, battens etc. (c) With lst class Local wood | 0.5 | m³ |  | 0
2 | 10.2 | Providing undressed wood work in roof truss, rafter, purlin etc. (c)With lst class Local wood | 1.7 | m³ |  | 0
3 | 13.1 | Prroviding corrugated galvanised iron sheet roofing of TATA etc., (c) 0.63 mm thick | 28 | m² |  | 0
4 | 13.4 | Providing glavd iron ridging of TAT etc. (b) 0.63mm thick | 11 | Rm |  | 0
5 | 14.1 | Providing and fixing insulating board ceiling Of approved quality with necessary nails etc. complete (a)Natural colour insulating board 12 mm thick | 48 | m² |  | 0
6 | 15.2 | 15mm thick cement plaster in single coat on fair side etc : in CM 1:4 | 17.51 | m² |  | 0
7 | 12.3 | plain cement concrete apron in prop 1:4:8 with 20 mm down graded coarse aggregate (b) 50 mm thick | 20 | m² |  | 0
8 | 11.22 | Providing, fitting and fixing steel windows (including ventilators) of standard rolled steel sections as per relevant I.S. Code., | 8.5 | m² |  | 0
9 | 10.49 | Providing barge board of size 200mm x 20mm including fitting and fixing etc (b) 1 st class Local timber | 24 | Rm |  | 0
10 | 11.19 | Providing & fixing glass panes with putty…. (a) 4.O mm thick glass panes | 4 | m² |  | 0
11 | 10.1 | Providing wood work in frames (Chowkats) of doors etc., (c) With lst class Local wood (i) Pooma/ Hollock/ Gamari/ and the like | 0.12 | m³ |  | 0
12 | 10.5 | Providing fitting and fixing full panelled doors etc. (a) with 1st class local wood (i)Pooma/ Hollock/ Gamari/ and the like (i) 35 mm thick shutters | 4 | m² |  | 0
13 | 16.12 | Providing priming coat over new wood and wood base surface etc | 14.3 | m² |  | 0
14 | 16.12 | Applying priming coat over new steel and other metal surface etc., | 14.2 | m² |  | 0
15 | 16.16 | Finishing walls with Acrylic smooth exterior paint of required shade, including scaffolding | 130 | m² |  | 0
16 | 16.6 | Distempering with dry distemper of approved brand etc., | 190 | m² |  | 0
17 | 16.22 | (b)Painting wood work with Deluxe Mufti Surface Paint of required shade | 67.6 | m² |  | 0
18 | 16.22 | (c)Painting Steel work with Deluxe Multi Surface Paint to give an even shade | 14.2 | m² |  | 0
19 | 16.14 | Finishing walls with water proofing cement paint of required shade: New work (Two or more coats applied @ 3,84 kg/10 sqm) | 53.81 | m² |  | 0
20 | 16.25 | Painting on G.S. sheet with synthetic enamel paint of approved brand (b)old work | 146.2 | m² |  | 0
Sub-Total in Figures | [5 empty] | 0
Name of Work: Construction of Deep Burial Pit
1 | 2.1 | Earthwork in excavation by manual means up to a depth of 2m below the existing ground level for foundation trenches of foundations, footings…... (a) All kinds of soil | 12.82 | Cum |  | 0
2 | 2.6 | Earthwork in filling (excluding rock) in trenches, plinth, sides of foundation etc ,…........ (a) With available excavated earth | 2.43 | Cum |  | 0
3 | 2.3 | Extra over item no. 2.1 and 2.2 above for each lm depth or part thereof beyond the initial depth of 2m…. | 0.65 | Cum |  | 0
4 | 2.8 | Disposal Of surplus earth/ unserviceable material from thework site including loading and unloading completo as directed. (a)First 5 KM | 10.39 | Cum |  | 0
5 | 12.5 | Providing soling with stone/ best quality picked jhama brick, sand packed and laid to level…. (b/i) Stone soling of thickness 100mm | 7.56 | Sqm |  | 0
6 | 5.1 | Plain cement concrete works in foundation bed for footing steps, walls, brick works etc below plinth level…..........(b) 1 :3:6 | 0.76 | Cum |  | 0
7 | 8.1 | Plandom rubble masonry with hard stone in foundation and plinth including levelling up with cement concrete 1:6:12 up to plinth level with: (a) Cement mortar 1 :6 | 3.24 | Cum |  | 0
8 | 4 | Centering and shutterlng lncludlng struttlng, propplng etc. and removal of form for all heights complcte and as directed by Engineer in charge.
9 | 4.1 | Foundations, footings, bases of columns, etc. for mass concrete | 2.16 | Sqm |  | 0
10 | 4.4 | Lintels, beams, plinth beams, girders, bressumers and cantilevers | 5.4 | Sqm |  | 0
11 | 4.3 | Slabs, roofs, landings, balconies and access platform, shelves | 9.88 | Sqm |  | 0
12 | 6.11 | Supplying, fitting and fixing in position reinforcement bars up to lst floor level, conforming to relevant I.S. Code for RC.C. work…... (b)High Yield Strength Deformed bars or Tor Bars | 3.22 | Qntl |  | 0
13 | 6.1 | Providing and laying in position specified grade of reinforced cement concrete, excluding the cost Of centerjng, shuttering, finishing and reinforcement- All work up to plinth level: (b) M20 or 1 :l/2:3 | 1.55 | Cum |  | 0
14 | 7.9 | Half brick masonry with common burnt clay (non modular) 1st class bricks in foundations and in plinth: Cement mortar 1 :4 | 1.13 | Sqm |  | 0
15 | 15.2 | 15 mm cement plaster on the rough side of single or half brick wall of mix: (a)1 :4 (1 cement: 4 fine sand) | 15.4 | Sqm |  | 0
16 | 11.15 | Steel work welded in built up sections /framed work including cutting, hoisting, fixing in position and applying a priming coat Of approved steel primer using structural steel etc. as required. | 54.94 | Kg |  | 0
17 | 16.12 | Applying priming coat : With ready mixed red oxide zinc chromate primer Of approved brand and manufacture on steel galvanised iron/ steel works | 1.62 | Sqm |  | 0
18 | 16.22 | Painting Steel work with Deluxe Multi Surface Paint to give an even shade. Two or more coat applied @ 0.90 ltr/10 sqm over an under coat of primer applied @ 0.80 ltr/10 sqm ofapproved brand and manufacture | 1.62 | Sqm |  | 0
Fencing :-
19 | 2.1 | Earthwork in excavation by manual means up to a depth of 2m below the existing ground level for foundation trenches of foundations, footings…... (a) All kinds of soil | 2.4 | Cum |  | 0
20 | 12.5 | Providing soling with stone/ best quality picked jhama brick, sand packed and laid to level…. (b/i) Stone soling of thickness 100mm | 4 | Sqm |  | 0
21 | 5.1 | Plain cement concrete works in foundation bed for footing steps, walls, brick works etc below plinth level…..........(b) 1 :3:6 | 0.98 | Cum |  | 0
22 | 4 | Centering and shutterlng lncludlng struttlng, propplng etc. and removal of form for all heights complcte and as directed by Engineer in charge.
23 | 4.1 | Foundations, footings, bases of columns, etc. for mass concrete | 10.88 | Sqm |  | 0
24 | 19.11 | Providing and fixing G.I. chain link fabric fencing of required width in mesh size 25x25 mm made Of G.I. wire of dia. 3 mm including strengthening with 2 mm dia. wire or nuts, bolts and washers as required complcte as per the direction Of Engineer-in-charge. | 16 | Sqm |  | 0
25 | 11.15 | Steel work welded in built up sections/framed work including cutting, hoisting, fixing in position and applying a priming coat Of approved steel primer using structural steel etc. as required. | 134.89 | Kg |  | 0
26 | 16.12 | Applying priming coat : With ready mixed red oxide zinc chromate primer Of approved brand and manufacture on steel galvanised iron/ steel works | 32 | Sqm |  | 0
27 | 16.22 | Painting Steel work with Deluxe Multi Surface Paint to give an even shade. Two or more coat applied @ 0.90 ltr/10 sqm over an under coat of primer applied @ 0.80 ltr/10 sqm ofapproved brand and manufacture | 32 | Sqm |  | 0
Sub-Total in Figures | [5 empty] | 0
Name of Work: Construction of Sharp Pit
1 | 2.1 | Earthwork in excavation by manual means up to a depth of 2m below the existing ground level for foundation trenches of foundations, footings…... (a) All kinds of soil | 6.79 | Cum |  | 0
2 | 2.6 | Earthwork in filling (excluding rock) in trenches, plinth, sides of foundation etc ,…........ (a) With available excavated earth | 2.23 | Cum |  | 0
4 | 2.8 | Disposal Of surplus earth/ unserviceable material from thework site including loading and unloading completo as directed. (a)First 5 KM | 4.56 | Cum |  | 0
5 | 12.5 | Providing soling with stone/ best quality picked jhama brick, sand packed and laid to level…. (b/i) Stone soling of thickness 100mm | 3.46 | Sqm |  | 0
6 | 5.1 | Plain cement concrete works in foundation bed for footing steps, walls, brick works etc below plinth level…..........(b) 1 :3:6 | 0.35 | Cum |  | 0
7 | 4 | Centering and shutterlng lncludlng struttlng, propplng etc. and removal of form for all heights complcte and as directed by Engineer in charge.
| 4.1 | Foundations, footings, bases of columns, etc. for mass concrete | 0.74 | Sqm |  | 0
| 4.4 | Lintels, beams, plinth beams, girders, bressumers and cantilevers | 1 | Sqm |  | 0
| 4.3 | Slabs, roofs, landings, balconies and access platform, shelves | 3.42 | Sqm |  | 0
8 | 6.11 | Supplying, fitting and fixing in position reinforcement bars up to lst floor level, conforming to relevant I.S. Code for RC.C. work…... (b)High Yield Strength Deformed bars or Tor Bars | 0.45 | Qntl |  | 0
9 | 6.1 | Providing and laying in position specified grade of reinforced cement concrete, excluding the cost Of centerjng, shuttering, finishing and reinforcement- All work up to plinth level: (b) M20 or 1 :l/2:3 | 0.39 | Cum |  | 0
10 | 7.2 | Brick work with common burnt clay modular lst class bricks in foundation and in plinth: | 2.56 | Cum |  | 0
11 | 15.2 | 15 mm cement plaster on the rough side of single or half brick wall of mix: (a)1 :4 (1 cement: 4 fine sand) | 18.58 | Sqm |  | 0
12 | 11.16 | Providing and fixing hand rail of approved size bywelding etc. to steel ladder railing, balcony railing, staircase railing and similar works, including applying priming coat of approvedsteel primer. (c ) G.I. pipes | 27.85 | Kg |  | 0
13 | 16.12 | Applying priming coat : With ready mixed red oxide zinc chromate primer Of approved brand and manufacture on steel galvanised iron/ steel works | 0.53 | Sqm |  | 0
18 | 16.22 | Painting Steel work with Deluxe Multi Surface Paint to give an even shade. Two or more coat applied @ 0.90 ltr/10 sqm over an under coat of primer applied @ 0.80 ltr/10 sqm ofapproved brand and manufacture | 0.53 | Sqm |  | 0
Fencing :-
19 | 2.1 | Earthwork in excavation by manual means up to a depth of 2m below the existing ground level for foundation trenches of foundations, footings…... (a) All kinds of soil | 2.4 | Cum |  | 0
20 | 12.5 | Providing soling with stone/ best quality picked jhama brick, sand packed and laid to level…. (b/i) Stone soling of thickness 100mm | 4 | Sqm |  | 0
21 | 5.1 | Plain cement concrete works in foundation bed for footing steps, walls, brick works etc below plinth level…..........(b) 1 :3:6 | 0.98 | Cum |  | 0
22 | 4 | Centering and shutterlng lncludlng struttlng, propplng etc. and removal of form for all heights complcte and as directed by Engineer in charge.
23 | 4.1 | Foundations, footings, bases of columns, etc. for mass concrete | 10.88 | Sqm |  | 0
24 | 19.11 | Providing and fixing G.I. chain link fabric fencing of required width in mesh size 25x25 mm made Of G.I. wire of dia. 3 mm including strengthening with 2 mm dia. wire or nuts, bolts and washers as required complcte as per the direction Of Engineer-in-charge. | 16 | Sqm |  | 0
25 | 11.15 | Steel work welded in built up sections/framed work including cutting, hoisting, fixing in position and applying a priming coat Of approved steel primer using structural steel etc. as required. | 134.3 | Kg |  | 0
26 | 16.12 | Applying priming coat : With ready mixed red oxide zinc chromate primer Of approved brand and manufacture on steel galvanised iron/ steel works | 32 | Sqm |  | 0
27 | 16.22 | Painting Steel work with Deluxe Multi Surface Paint to give an even shade. Two or more coat applied @ 0.90 ltr/10 sqm over an under coat of primer applied @ 0.80 ltr/10 sqm ofapproved brand and manufacture | 32 | Sqm |  | 0
Sub-Total in Figures | [5 empty] | 0
Name of Work: Construction Labour Room including Internal Water Supply and Inetrnal Electrification, and Septic Tank
1 | 2.1 | Earthwork in excavation by manual means up to a depth of 2m below the existing ground level….... (a) All kinds of soil | 50.67 | Cum |  | 0
2 | 2.6 | Earthwork in filling (excluding rock) in trenches, plinth, sides of foundation,…......... (a) With available excavated earth | 40.67 | Cum |  | 0
3 | 2.9 | Earth work in excavation by manuav mechanical means(Hydraulic excavator) over areas…........... (a)All kinds of soil | 70.52 | Cum |  | 0
4 | 2.8 | Disposal Of surplus earth/ unserviceable material from thework site including loading and unloading complete ….... (a)First 5 KM | 80.52 | Cum |  | 0
(b)Extra Carriage Beyond the Initial lead of 5 Km upto 10Km (as per Sub-Head 1: Carriage)
|  | 1.1) Carriage for Sand | 42.27 | per cum per km |  | 0
|  | 1.2) Carriage for Boulders | 22.24 | per cum per km |  | 0
|  | 1.3) Carriage for Stone Aggregates | 35.95 | per cum per km |  | 0
|  | 1.5) Carriage for Cement | 20.85 | per tonne per km |  | 0
|  | 1.6) Carriage for Bricks | 10.27 | per 1000 nos per km |  | 0
|  | 1.7) Carriage for Steel | 3.18 | per tonne per km |  | 0
|  | 1.8) Carriage for Timber | 4.88 | per cum per km |  | 0
5 | 12.5 | Providing soling with stone/ best quality picked jhama brick, sand packed and laid to level…........ (b/i) Stone soling of thickness 100mm | 70.77 | Sqm |  | 0
6 | 5.1 | Plain cement concrete works in foundation bed for footing steps, walls, brick works etc below plinth level…................. (b) 1 :3:6 | 7.08 | Cum |  | 0
7 | 8.1 | Plandom rubble masonry with hard stone in foundation and plinth including levelling up with cement concrete 1:6:12…............. (a) Cement mortar 1 :6 | 7.69 | Cum |  | 0
8 | 4 | Centering and shuttering lncludlng strutting, propplng etc. and removal of form for all heights complete |  |  |  | 0
|  | (4.1) Foundations, footings, bases of columns, etc. for mass concrete | 19.92 | Sqm |  | 0
|  | (4.4)Lintels, beams, plinth beams, girders, bressumers and cantilevers | 48.88 | Sqm |  | 0
|  | (4.5)Columns, Pillars, Piers, Abutments, Posts and struts | 25.2 | Sqm |  | 0
|  | (4.3)Slabs, roofs, landings, balconies and access platform, shelves | 56.45 | Sqm |  | 0
9 | 6.11 | Supplying, fitting and fixing in position reinforcement bars up to lst floor level, conforming to relevant I.S. Code for R.C.C. work…..... (b)High Yield Strength Deformed bars or Tor Bars | 24.04 | Qntl |  | 0
10 | 6.1 | Providing and laying in position specified grade of reinforced cement concrete,….......... (b) M20 or 1 :l/2:3 | 12.31 | Cum |  | 0
11 | 6.2 | Reinforced cement concrete work in walls (any thickness), including attached pilasters, buttresses, fillets, columns,pillars, posts and struts etc. above plinth level up to first floor level…...................... (b) M20 or 1 :l/2:3 | 9.9 | Cum |  | 0
12 | 12.2 | Providing and laying damp proof course with cement concretein prop 1 :11/2:3…....... (b)25mm thick | 7.11 | Sqm |  | 0
13 | 12.8 | Cement concrcte floor topping 1:1:2 (1 cement: 1 coarsesand: 2 stone aggregate) finished with a floating coat of neat cement, including cement slurry, complete. (b)20mm thick | 51.87 | Sqm |  | 0
14 | 7.1 | Half brick masonry with common burnt clay (non modular) lst class bricks in superstructure above plinth level up to first floor level,. (b) Cement mortar 1 :4 | 89.13 | Sqm |  | 0
15 | 7.2 | Brick work with common burnt clay modular lst class bricks in foundation and in plinth: (b)Cement Mortar 1 :6 | 0.28 | Cum |  | 0
16 | 15.2 | 15 mm cement plaster on the rough side of single or half brick wall of mix: (a)1 :4 (1 cement: 4 fine sand) | 243.19 | Sqm |  | 0
17 | 16.11 | Applying one coat of water thinnable cement primer of approved brand and manufacture on surfaces: Water thinnable cement primer | 243.19 | Sqm |  | 0
18 | 16.17 | Finishing walls with Premium Acrylic Smooth exterior paintwith Silicone additives of required shade, including scaffolding: New work ITwo or more coats | 114.29 | Sqm |  | 0
19 | 16.6 | Distempering with dry distemper of approved brand and manufacture (two or more coats) of required shade on new work…........ | 128.9 | Sqm |  | 0
20 | 12.41 | Providing and laying vitrified floor tiles in different sizes and conforming to ls:15622, of approved make, in all colours and shades laid on 20 mm thick cement mortar 1:4 (b) Size of tile 600x600 mm | 35.32 | Sqm |  | 0
21 | 9.27 | Providing polished VITRIFIED wall tiles of approved quality, size, shape and thickness not less than 8 mm on walls and skirting over cement mortar bed 10 mm thick in prop.1:3…... (b) Premium range | 65.57 | Sqm |  | 0
22 | 10.1 | Providing wood work in frames Of doors, windows, clerestory windows and other frames…. (c) With lst class Local wood (i) Pooma/ Hollock/ Gamari/ | 0.14 | Cum |  | 0
23 | 10.5 | Providing and fixing panelled or panelled and glazed shutters for doors, windows and clerestory windows ….. (c) With lst class Local wood Pooma/ Hollock/ Gamari/ and the like (i) 35 mm thick shutters | 5.04 | Sqm |  | 0
24 | 16.12 | Applying priming coat: (a)With ready mked pink or Grey primer Of approved brand and manufacture on wood work (hard and soft wood) | 6.44 | Sqm |  | 0
25 | 16.22 | Finishing with Deluxe Multi surface paint system for interiors and exteriors….....(b)Painting wood work with Deluxe Mufti Surface Paint of required shade. Two or more coats | 6.44 | Sqm |  | 0
26 | 24.1 | Providing and fixing aluminium work for doors, windows, ventilators and partitions with extruded built up standard tubular sections/appropriate Z sections and other sections of approved make…...... (a) For fixed portion (i)Anodised aluminium | 101.85 | Kg |  | 0
27 | 24.2 | Providing and fixing 12 mm thick pre-laminated particle board flat pressed three layer or graded wood particle board, in panelling fixed in aluminium doors, windows shutters and partition (b)Pre-laminated particle board with decorative lamination on both sides | 28.81 | Sqm |  | 0
28 | 24.3 | Providing and fixing glazing in aluminium door. window, ventilator shutters and partitions etc…. (b)With float glass panes of 4.0 mm thickness | 11.1 | Sqm |  | 0
29 | 24.4 | Providing and fixing double action hydraulic floor spring of approved brand and manufacture,…...... a) With stainless steel cover plate minimum 1.25 mm thickness | 3 | Each |  | 0
30 | 24.12 | Providing and fixing aluminium tubular handle bar 32 mm outer dia, 3.0 mm thick & 2100 mm long with SS screws etc. . (a)Anodized (AC 15) aluminium tubular handle bar | 6 | Each |  | 0
31 | 24.13 | Providing and fixing Brass 100 mm mortise latch and lock with 6 levers without pair of handles (best make of approved quality) for aluminium doors including necessary cutting and making good etc. complete. | 12 | Each |  | 0
32 | 11.22 | Providing, fitting and fixing steel windows (including ventilators) of standard rolled steel sections as per relevant I.S. Code,…........ (a) Openable | 6.84 | Sqm |  | 0
33 | 11.24 | Providing and fixing M.S. grills Of required pattern in trames Of windows, etc. with M.S. flats, square or round bars, etc…. (a)Fixed to steel windows by welding | 242.88 | Kg |  | 0
34 | 11.19 | Providing & fixing glass panes with putty and glazing clips in steel doors, windows, clerestory windows, all complete with (b) 4 mm thick | 6.84 | Sqm |  | 0
35 | 16.22 | Finishing with Deluxe Multi surface paint system for interiors and exteriors ,…(c)Painting Steel work with Deluxe Multi Surface Paint to give an even shade. Two or more coat | 9.09 | Sqm |  | 0
Plinth Protection :-
36 | 2.1 | Earthwork in excavation by manual means up to a depth of 2m below the existing ground level,….. (a) All kinds of soil | 18 | Cum |  | 0
37 | 12.4 | Making plinth protection 50mm thick of cement concrete 1:3:6(1 cement: 3 coarse sand: 6 graded stone aggregate 20 mm nominal size) over 75 mm thick bed of dry brick ballast 40 mm nominal size | 60 | Sqm |  | 0
38 | 12.5 | Providing soling with stone/ best quality picked jhama brick, sand packed and laid to level…........ (b/i) Stone soling of thickness 100mm | 50 | Sqm |  | 0
39 | 5.1 | Plain cement concrete works in foundation bed for footing steps, walls, brick works etc below plinth level…........ (b) 1 :3:6 | 3.75 | Cum |  | 0
40 | 4 | Centering and shutterlng lncludlng struttlng, propplng etc. and removal of form for all heights complcte (4.1) Foundations, footings, bases of columns, etc. for mass concrete | 20 | Sqm |  | 0
41 | 7.2 | Brick work with common burnt clay modular lst class bricks in foundation and in plinth: (b)Cement Mortar 1 :6 | 4.8 | Cum |  | 0
42 | 15.2 | 15 mm cement plaster on the rough side of single or half brick wall of mix: (a)1 :4 (1 cement: 4 fine sand) | 80 | Sqm |  | 0
Internal Sanitary and Plumbing :-
43 | 20.1 | Providing and fixing water closet squatting pan (Indian type W.C. pan) with 100 mm sand Cast Iron P or S trap, 10 litre low level white P.V.C. flushing cistern, including flush pipe…........ (a)White Vitreous china Orissa pattern W.C, pan of size 580x440 mm | 1 | Each |  | 0
44 | 20.2 | Providing and fixing a pair of white vitreous china foot rests of standard pattern for squatting pan water closet: (a)250xl 30x30 mm | 1 | Each |  | 0
45 | 20.7 | Providing and fixing wash basin with C.I. brackets, 15 mm C.P. brass pillar taps, 32 mm C.P. brass waste of standard patter,…......... (a)White Vitreous China Wash basin size 630x450 mm with a pair of 15 mm C.P. brass pillar taps | 1 | Each |  | 0
46 | 20.24 | providing and fixing G.I inlet connection for flush pipe connection with W.C Pan | 1 | Each |  | 0
47 | 20.32 | providing and fixing PVC waste pipe for sink or wash basin including PVC waste fitting complete. (a)semi-rigid pipe (ii)40mm dia | 1 | Each |  | 0
48 | 20.39 | providing and fixing soil, waste and vent pipe :- (a)100mm dia (i)sand cast iron S&S pipe as per IS:1729 | 10 | Rm |  | 0
49 | 21.16 | Providing and fixing brass bib cock of approved quality: (b) 20 mm nominal bore | 2 | Each |  | 0
50 | 21.46 | Providing and placing on terrace (at all floor levels) polyethylene water storage tank, ls:12701 marked, with cover and suitable locking arrangement,…......... (c) 1000 litre capacity | 1000 | Litre |  | 0
51 | 21.1 | Providing and fixing Chlorinated Polyvinyl Chloride (CPVC) pipes including all CPVC plain & brass threaded fittings, …....... (ix) 100mm diameter | 10 | Rm |  | 0
52 | 21.11 | Providing and fixing G.I. pipes complete with G.I. fittings and clamps, i/c cutting and making good the walls etc. Internal work - Exposed on wall (ii) 20 mm diameter nominal bore | 80 | Rm |  | 0
Internal Eletrification :-
53 | 1 | Wiring in looping system with copper PVC cable 250/440 volt grade of size 1.5 sqm of approved quality (a) Long Point (i) With Copper conductor | 10 | Each |  | 0
54 | 2 | Wiring as an item No. 1 complete to a light plug point when fixed elsewhere. (a) Long Point (i) With Copper conductor | 3 | Each |  | 0
55 | 4 | Wiring to a power plug as an item No. 1 above with 2 x 4mm (a) Long Point (i) With Copper conductor | 3 | Each |  | 0
56 | 9 | Drawing of Main and Sub- Main line with DGSD approved (b) With 2 x 4 mm² copper conductor (i) With Copper | 80 | m |  | 0
|  | (c) With 2 x 6 mm² copper conductor (i) With Copper | 120 | m |  | 0
57 | 51 | Supplying & fixing of Load Kontaket Miniature Circuit Breakers (MCBs). (b) 6 - 32 Amp SP MCB Capacity | 4 | Each |  | 0
58 | 53 | Supplying fitting & fixing of Load Kontaket Miniature Circuit Breakers Double Pole (Isolator) (b) 32 - 125 Amp TP Isolator | 1 | Each |  | 0
59 | 55 | Supplying fitting & fixing of Single opening Metal Enclosure MCB Distribution Box. (b) 4/6/8 Way | 2 | Each |  | 0
60 | 62 | Supplying fitting & fixing T5/T8/T9 etc Fluorescent tube light fitting complete | 6 | Each |  | 0
SEPTIC TANK & SOAK PIT :-
61 | 2.1 | Earthwork in excavation by manual means up to a depth of 2m below the existing ground level,…........ (a) All kinds of soil | 10.06 | Cum |  | 0
62 | 12.5 | Providing soling with stone/ best quality picked jhama brick, sand packed and laid to level…........ (b/i) Stone soling of thickness 100mm | 4.5 | Sqm |  | 0
63 | 5.1 | Plain cement concrete works in foundation bed for footing steps, walls, brick works etc below plinth level,…..... (b) 1 :3:6 | 0.45 | Cum |  | 0
64 | 4 | Centering and shutterlng lncludlng struttlng, propplng etc. and removal of form for all heights complcte,…........ (4.1) Foundations, footings, bases of columns, etc. for mass concrete | 0.9 | Sqm |  | 0
|  | (4.4)Lintels, beams, plinth beams, girders, bressumers and cantilevers | 1.08 | Sqm |  | 0
|  | (4.3)Slabs, roofs, landings, balconies and access platform, shelves | 5.4 | Sqm |  | 0
65 | 6.11 | Supplying, fitting and fixing in position reinforcement bars up to lst floor level, conforming to relevant I.S. Code for R.C.C. work.. (b)High Yield Strength Deformed bars or Tor Bars | 1.47 | Qntl |  | 0
66 | 6.1 | Providing and laying in position specified grade of reinforced cement concrete,….......... (b) M20 or 1 :l/2:3 | 1.18 | Cum |  | 0
67 | 7.2 | Brick work with common burnt clay modular lst class bricks in foundation and in plinth: (b)Cement Mortar 1 :6 | 4.69 | Cum |  | 0
68 | 15.2 | 15 mm cement plaster on the rough side of single or half brick wall of mix: (a)1 :4 (1 cement: 4 fine sand) | 45.78 | Sqm |  | 0
69 | 21.10 | Providing and fixing Chlorinated Polyvinyl Chloride (CPVC) pipe including all CPVC plain & brass threaded fittings, (ix) 100mm diameter | 9 | Rm |  | 0
70 | 22.30 | Making soak pit 2.5 in diameter 3,0 metre deep with 45x45cm dry brick honey comb shaft with bricks and S.W. drain pipe 100 mm diamcter,1.8 in long complete as per standard design. | 1 | Each |  | 0
Sub-Total in Figures | [5 empty] | 0
Total in Figures | [5 empty] | 0

## Byndihati (hidden)
Sl.No | Item No. | Description of Items (With brief specification and reference to book of specification) | Quantity | Unit | Rates in INR (in figure) | Amount in INR
Name of Health Facilities: Byndihati Sub-Centre
Name of Work: Re-Construction/Upgradation of Byndihati Sub-Centre (Type-B), I/c Internal Sanitary, Water Supply & Internal Electrification
1 | 2.1 | Earthwork in excavation by manual means up to a depth of 2m below the existing ground level….... (a) All kinds of soil | 161.06 | Cum |  | 0
2 | 2.6 | Earthwork in filling (excluding rock) in trenches, plinth, sides of foundation,…......... (a) With available excavated earth | 193.11 | Cum |  | 0
3 | 2.9 | Earth work in excavation by manuav mechanical means(Hydraulic excavator) over areas…........... (a)All kinds of soil | 180 | Cum |  | 0
4 | 2.8 | Disposal Of surplus earth/ unserviceable material from thework site including loading and unloading complete ….... (a)First 5 KM | 147.95 | Cum |  | 0
5 | 12.5 | Providing soling with stone/ best quality picked jhama brick, sand packed and laid to level…........ (b/i) Stone soling of thickness 100mm | 254.3 | Sqm |  | 0
6 | 5.1 | Plain cement concrete works in foundation bed for footing steps, walls, brick works etc below plinth level…................. (b) 1 :3:6 | 25.43 | Cum |  | 0
7 | 8.1 | Plandom rubble masonry with hard stone in foundation and plinth including levelling up with cement concrete 1:6:12…............. (a) Cement mortar 1 :6 | 29.63 | Cum |  | 0
8 | 4 | Centering and shuttering lncludlng strutting, propplng etc. and removal of form for all heights complete
|  | (4.1) Foundations, footings, bases of columns, etc. for mass concrete | 34.28 | Sqm |  | 0
|  | (4.4)Lintels, beams, plinth beams, girders, bressumers and cantilevers | 415.71 | Sqm |  | 0
|  | (4.5)Columns, Pillars, Piers, Abutments, Posts and struts | 193.34 | Sqm |  | 0
|  | (4.6) Stairs/ spiral staircase, (excluding landings) | 13.27 | Sqm |  | 0
|  | (4.3)Slabs, roofs, landings, balconies and access platform, shelves | 292.81 | Sqm |  | 0
9 | 6.11 | Supplying, fitting and fixing in position reinforcement bars up to lst floor level, conforming to relevant I.S. Code for R.C.C. work…..... (b)High Yield Strength Deformed bars or Tor Bars | 144.83 | Qntl |  | 0
10 | 6.1 | Providing and laying in position specified grade of reinforced cement concrete,….......... a)M15 or Prop.1 :2:4 | 8.52 | Cum |  | 0
|  | (b) M20 or 1 :l/2:3 | 33.24 | Cum |  | 0
11 | 6.2 | Reinforced cement concrete work in walls (any thickness), including attached pilasters, buttresses, fillets, columns,pillars, posts and struts etc. above plinth level up to first floor level…...................... (b) M20 or 1 :l/2:3 | 71.91 | Cum |  | 0
12 | 12.2 | Providing and laying damp proof course with cement concretein prop 1 :11/2:3…....... (b)25mm thick | 34.56 | Sqm |  | 0
13 | 12.8 | Cement concrcte floor topping 1:1:2 (1 cement: 1 coarsesand: 2 stone aggregate) finished with a floating coat of neat cement, including cement slurry, complete. (b)20mm thick | 150 | Sqm |  | 0
14 | 7.1 | Half brick masonry with common burnt clay (non modular) lst class bricks in superstructure above plinth level up to first floor level,. (b) Cement mortar 1 :4 | 381.98 | Sqm |  | 0
15 | 7.2 | Brick work with common burnt clay modular lst class bricks in foundation and in plinth: (b)Cement Mortar 1 :6 | 1.42 | Cum |  | 0
16 | 15.2 | 15 mm cement plaster on the rough side of single or half brick wall of mix: (a)1 :4 (1 cement: 4 fine sand) | 1557.68 | Sqm |  | 0
17 | 16.11 | Applying one coat of water thinnable cement primer of approved brand and manufacture on surfaces: Water thinnable cement primer | 1557.68 | Sqm |  | 0
18 | 16.17 | Finishing walls with Premium Acrylic Smooth exterior paintwith Silicone additives of required shade, including scaffolding: New work ITwo or more coats | 538.16 | Sqm |  | 0
19 | 16.6 | Distempering with dry distemper of approved brand and manufacture (two or more coats) of required shade on new work…........ | 1019.52 | Sqm |  | 0
20 | 12.1 | Cement concrete flooring 1:2:4 finished with a floating coat of neat cement, including cement slurry, complcte. A) 25 mm thick | 86 | Sqm |  | 0
| 12.14 | Cement plaster skirting up to 30 cm height, with cement mortar 1 :3 (1 cement: 3 coarse sand), finished with a floating coat of neat cement. | 11.11 | Sqm |  | 0
21 | 12.41 | Providing and laying vitrified floor tiles in different sizes and conforming to ls:15622, of approved make, in all colours and shades laid on 20 mm thick cement mortar 1:4 (b) Size of tile 600x600 mm | 131.59 | Sqm |  | 0
22 | 9.27 | Providing polished VITRIFIED wall tiles of approved quality, size, shape and thickness not less than 8 mm on walls and skirting over cement mortar bed 10 mm thick in prop.1:3…... (b) Premium range | 298.27 | Sqm |  | 0
23 | 9.1 | Providing and fixing 18 mm thick gang saw cut, mirror polished, pre-moulded and pre-polished, machine cut for kitchen platforms…laid over 20 mm thick base cement mortar 1:4 (b) Granite of any colour and shade (i) Area of slab up to o.50 sqm | 14.13 | Sqm |  | 0
24 | 10.1 | Providing wood work in frames Of doors, windows, clerestory windows and other frames…. (c) With lst class Local wood (i) Pooma/ Hollock/ Gamari/ | 0.82 | Cum |  | 0
25 | 10.5 | Providing and fixing panelled or panelled and glazed shutters for doors, windows and clerestory windows ….. (c) With lst class Local wood Pooma/ Hollock/ Gamari/ and the like (i) 35 mm thick shutters | 30.24 | Sqm |  | 0
26 | 28.1 | Providing and fixing tactory made UPVC door frame made of UPVC extruded sections…. A)Extruded section profile size 48x40 mm | 41.2 | Rm |  | 0
27 | 28.2 | Providing and fixing to existing door frames:- 30 mm thick factory made Polyvinyl Chloride (PVC) door shutter made of stiles and rails of UPVC hollow section of size 60x30 mm and wall thickness…... | 12.61 | Sqm |  | 0
28 | 11.3 | Providing and fixing in position collapsible steel shutters with vertical channels,…...with 40 mm dia. steel pulleys, complete with bolts, nuts, locking arrangement, stoppers, handles, including applying a priming coat of approved steel primer | 15.96 | Sqm |  | 0
29 | 16.12 | Applying priming coat: (a)With ready mked pink or Grey primer Of approved brand and manufacture on wood work (hard and soft wood) | 53.09 | Sqm |  | 0
30 | 16.22 | Finishing with Deluxe Multi surface paint system for interiors and exteriors….....(b)Painting wood work with Deluxe Mufti Surface Paint of required shade. Two or more coats | 53.09 | Sqm |  | 0
31 | 24.1 | Providing and fixing aluminium work for doors, windows, ventilators and partitions with extruded built up standard tubular sections/appropriate Z sections and other sections of approved make…...... (a) For fixed portion (i)Anodised aluminium | 47.11 | Kg |  | 0
32 | 24.2 | Providing and fixing 12 mm thick pre-laminated particle board flat pressed three layer or graded wood particle board, in panelling fixed in aluminium doors, windows shutters and partition (b)Pre-laminated particle board with decorative lamination on both sides | 5.15 | Sqm |  | 0
33 | 24.3 | Providing and fixing glazing in aluminium door. window, ventilator shutters and partitions etc…. (b)With float glass panes of 4.0 mm thickness | 5.15 | Sqm |  | 0
34 | 24.4 | Providing and fixing double action hydraulic floor spring of approved brand and manufacture,…...... a) With stainless steel cover plate minimum 1.25 mm thickness | 1 | Each |  | 0
35 | 24.12 | Providing and fixing aluminium tubular handle bar 32 mm outer dia, 3.0 mm thick & 2100 mm long with SS screws etc. . (a)Anodized (AC 15) aluminium tubular handle bar | 1 | Each |  | 0
36 | 24.13 | Providing and fixing Brass 100 mm mortise latch and lock with 6 levers without pair of handles (best make of approved quality) for aluminium doors including necessary cutting and making good etc. complete. | 34 | Each |  | 0
37 | 11.22 | Providing, fitting and fixing steel windows (including ventilators) of standard rolled steel sections as per relevant I.S. Code,…........ (a) Openable | 28.73 | Sqm |  | 0
38 | 11.24 | Providing and fixing M.S. grills Of required pattern in trames Of windows, etc. with M.S. flats, square or round bars, etc…. (a)Fixed to steel windows by welding | 430.95 | Kg |  | 0
39 | 11.19 | Providing & fixing glass panes with putty and glazing clips in steel doors, windows, clerestory windows, all complete with (b) 4 mm thick | 28.73 | Sqm |  | 0
40 | 11.16 | Providing and fixing hand rail of approved size bywelding etc. to steel ladder railing, balcony railing, staircase railing and similar works, including applying priming coat of approved steel primer. a)M.S. tube | 130.81 | Kg |  | 0
41 | 16.22 | Finishing with Deluxe Multi surface paint system for interiors and exteriors ,…(c)Painting Steel work with Deluxe Multi Surface Paint to give an even shade. Two or more coat | 70.86 | Sqm |  | 0
Plinth Protection :-
42 | 2.1 | Earthwork in excavation by manual means up to a depth of 2m below the existing ground level,….. (a) All kinds of soil | 28.5 | Cum |  | 0
43 | 12.4 | Making plinth protection 50mm thick of cement concrete 1:3:6(1 cement: 3 coarse sand: 6 graded stone aggregate 20 mm nominal size) over 75 mm thick bed of dry brick ballast 40 mm nominal size | 34.2 | Sqm |  | 0
44 | 12.5 | Providing soling with stone/ best quality picked jhama brick, sand packed and laid to level…........ (b/i) Stone soling of thickness 100mm | 17.1 | Sqm |  | 0
45 | 5.1 | Plain cement concrete works in foundation bed for footing steps, walls, brick works etc below plinth level…........ (b) 1 :3:6 | 1.71 | Cum |  | 0
46 | 4 | Centering and shutterlng lncludlng struttlng, propplng etc. and removal of form for all heights complcte (4.1) Foundations, footings, bases of columns, etc. for mass concrete | 11.4 | Sqm |  | 0
47 | 7.2 | Brick work with common burnt clay modular lst class bricks in foundation and in plinth: (b)Cement Mortar 1 :6 | 4.28 | Cum |  | 0
48 | 15.2 | 15 mm cement plaster on the rough side of single or half brick wall of mix: (a)1 :4 (1 cement: 4 fine sand) | 42.75 | Sqm |  | 0
Internal Sanitary and Plumbing :-
49 | 20.1 | Providing and fixing water closet squatting pan (Indian type W.C. pan) with 100 mm sand Cast Iron P or S trap, 10 litre low level white P.V.C. flushing cistern, including flush pipe…........ (a)White Vitreous china Orissa pattern W.C, pan of size 580x440 mm | 6 | Each |  | 0
50 | 20.2 | Providing and fixing a pair of white vitreous china foot rests of standard pattern for squatting pan water closet: (a)250xl 30x30 mm | 6 | Pair |  | 0
51 | 20.7 | Providing and fixing wash basin with C.I. brackets, 15 mm C.P. brass pillar taps, 32 mm C.P. brass waste of standard patter,…......... (a)White Vitreous China Wash basin size 630x450 mm with a pair of 15 mm C.P. brass pillar taps | 4 | Each |  | 0
52 | 20.12 | Providing and fixing Stainless Steel A ISI 304 (18/8) kitchen sink as per ls:13983 with C.I. brackets and stainless steel plug 40 mm….. Kitchen sink with drain board with 510xl040 mm bowl depth 250 mm | 3 | Each |  | 0
53 | 20.24 | providing and fixing G.I inlet connection for flush pipe connection with W.C Pan | 6 | Each |  | 0
54 | 20.32 | providing and fixing PVC waste pipe for sink or wash basin including PVC waste fitting complete. (a)semi-rigid pipe (ii)40mm dia | 7 | Each |  | 0
55 | 20.39 | providing and fixing soil, waste and vent pipe :- (a)100mm dia (i)sand cast iron S&S pipe as per IS:1729 | 18 | Rm |  | 0
56 | 21.16 | Providing and fixing brass bib cock of approved quality: 15 mm nominal bore | 13 | Each |  | 0
57 | 21.46 | Providing and placing on terrace (at all floor levels) polyethylene water storage tank, ls:12701 marked, with cover and suitable locking arrangement,…......... (c) 1000 litre capacity | 3000 | Litre |  | 0
58 | 21.1 | Providing and fixing Chlorinated Polyvinyl Chloride (CPVC) pipes including all CPVC plain & brass threaded fittings, …....... (ix) 100mm diameter | 65 | Rm |  | 0
59 | 21.11 | Providing and fixing G.I. pipes complete with G.I. fittings and clamps, i/c cutting and making good the walls etc. Internal work - Exposed on wall (i) 15 mm diameter nominal bore | 166.45 | Rm |  | 0
|  | (ii) 20 mm diameter nominal bore | 161.2 | Rm |  | 0
Internal Eletrification :-
60 | 1 | Wiring in looping system with copper P.V.C cable 250/440 volt grade of size 1.5 sqmm etc…. (bi) with copper conductor | 120 | Each |  | 0
61 | 2 | Wiring as an item no 1 to light plug point etc. (bi) with copper conductor | 12 | Each |  | 0
61 | 4 | Wiring as an item no 1 to power plug point etc. (bi) with copper conductor | 16 | Each |  | 0
62 | 6 | Wiring as an item no 1 to complete to wall light point etc (bi) with copper conductor. | 16 | Each |  | 0
62 | 5 | Wiring as an item no 1 to complete to ceiling fan etc. (bi) with copper conductor | 11 | Each |  | 0
63 | 9 | Drawing main & sub-main line 250 volt etc. (b) with 2 x 4 sq mm copper conductor | 75.4 | Rm |  | 0
63 | 49 | Supplying,fitting & fixing 415v TPN IC main switch etc. (b) 32 amp capacity | 2 | Each |  | 0
64 | 51 | Supplying,fitting & fixing maniature circuit breaker etc. (b) 6-32 amp | 2 | Each |  | 0
64 | 56 | Supplying,fitting & fixing SPN/TPN MCB distribution board etc. (c) 8 ways (8+24) Modules | 2 | Each |  | 0
65 | 60 | Supplying,fitting & fixing batten holder with 11 watt EFL lamp etc. (a) with 25cm dia | 18 | Each |  | 0
65 | 62 | Supplying,fitting & fixing T5/T8/T9 fluorescene tube light etc. (a) Electronic single strip fitting | 8 | Each |  | 0
66 | 64 | Supplying,fitting & fixing decorative wall fitting etc. (a) single fitting | 18 | Each |  | 0
66 | 67 | Supplying,fitting & fixing 15 amp complete etc. (a) 15aMP ss combine surface mounted | 1 | Each |  | 0
67 | 78 | Supplying and fitting of ceiling fan AC operated type 220/250 volt. etc. (b) AC ceiling Fan 1200 mm sweeps. | 11 | Each |  | 0
67 | 104 | Supplying and Laying of 15mm x 5mm GI/Copper,strip 0.50 mts below gound etc. (a)with 25mm x 5mm copper strip | 1.2 | Rm |  | 0
68 | 86 | Supplying,fitting and fixing of Copper lightning Arrester with 5 nos.Finger at the top & copper base plate at the bootom. (a)with 3ft high copper rod | 3 | Each |  | 0
68 | 108 | Supplying,fitting and fixing earthing with Copper plate 600mm x 600mm x 6mm thick etc. | 2 | Each |  | 0
SEPTIC TANK & SOAK PIT :-
69 | 2.1 | Earthwork in excavation by manual means up to a depth of 2m below the existing ground level,…........ (a) All kinds of soil | 10.51 | Cum |  | 0
70 | 12.5 | Providing soling with stone/ best quality picked jhama brick, sand packed and laid to level…........ (b/i) Stone soling of thickness 100mm | 5.99 | Sqm |  | 0
71 | 5.1 | Plain cement concrete works in foundation bed for footing steps, walls, brick works etc below plinth level,…..... (b) 1 :3:6 | 0.6 | Cum |  | 0
72 | 4 | Centering and shutterlng lncludlng struttlng, propplng etc. and removal of form for all heights complcte,…........ (4.1) Foundations, footings, bases of columns, etc. for mass concrete | 1.58 | Sqm |  | 0
73 | 0 | (4.4)Lintels, beams, plinth beams, girders, bressumers and cantilevers | 1.08 | Sqm |  | 0
74 | 0 | (4.3)Slabs, roofs, landings, balconies and access platform, shelves | 7.57 | Sqm |  | 0
75 | 6.11 | Supplying, fitting and fixing in position reinforcement bars up to lst floor level, conforming to relevant I.S. Code for R.C.C. work.. (b)High Yield Strength Deformed bars or Tor Bars | 1.65 | Qntl |  | 0
76 | 6.1 | Providing and laying in position specified grade of reinforced cement concrete,….......... (b) M20 or 1 :l/2:3 | 1.32 | Cum |  | 0
77 | 7.2 | Brick work with common burnt clay modular lst class bricks in foundation and in plinth: (b)Cement Mortar 1 :6 | 5.37 | Cum |  | 0
78 | 15.2 | 15 mm cement plaster on the rough side of single or half brick wall of mix: (a)1 :4 (1 cement: 4 fine sand) | 60.54 | Sqm |  | 0
79 | 21.10 | Providing and fixing Chlorinated Polyvinyl Chloride (CPVC) pipe including all CPVC plain & brass threaded fittings, (ix) 100mm diameter | 10 | Rm |  | 0
80 | 22.30 | Making soak pit 2.5 in diameter 3,0 metre deep with 45x45cm dry brick honey comb shaft with bricks and S.W. drain pipe 100 mm diamcter,1.8 in long complete as per standard design. | 1 | Each |  | 0
OTHER PROVISIONS
81 | 1) | EXTERNAL ELECTRIFICATION Residential/ Non-Residential Building (i)Service connection within 30 m | 6 | KW |  | 0
Sub-Total in Figures | [5 empty] | 0
Name of Work: Construction of Deep Burial Pit
1 | 2.1 | Earthwork in excavation by manual means up to a depth of 2m below the existing ground level for foundation trenches of foundations, footings…... (a) All kinds of soil | 12.82 | Cum |  | 0
2 | 2.6 | Earthwork in filling (excluding rock) in trenches, plinth, sides of foundation etc ,…........ (a) With available excavated earth | 2.43 | Cum |  | 0
3 | 2.3 | Extra over item no. 2.1 and 2.2 above for each lm depth or part thereof beyond the initial depth of 2m…. | 0.65 | Cum |  | 0
4 | 2.8 | Disposal Of surplus earth/ unserviceable material from thework site including loading and unloading completo as directed. (a)First 5 KM | 10.39 | Cum |  | 0
5 | 12.5 | Providing soling with stone/ best quality picked jhama brick, sand packed and laid to level…. (b/i) Stone soling of thickness 100mm | 7.56 | Sqm |  | 0
6 | 5.1 | Plain cement concrete works in foundation bed for footing steps, walls, brick works etc below plinth level…..........(b) 1 :3:6 | 0.76 | Cum |  | 0
7 | 8.1 | Plandom rubble masonry with hard stone in foundation and plinth including levelling up with cement concrete 1:6:12 up to plinth level with: (a) Cement mortar 1 :6 | 3.24 | Cum |  | 0
8 | 4 | Centering and shutterlng lncludlng struttlng, propplng etc. and removal of form for all heights complcte and as directed by Engineer in charge.
9 | 4.1 | Foundations, footings, bases of columns, etc. for mass concrete | 2.16 | Sqm |  | 0
10 | 4.4 | Lintels, beams, plinth beams, girders, bressumers and cantilevers | 5.4 | Sqm |  | 0
11 | 4.3 | Slabs, roofs, landings, balconies and access platform, shelves | 9.88 | Sqm |  | 0
12 | 6.11 | Supplying, fitting and fixing in position reinforcement bars up to lst floor level, conforming to relevant I.S. Code for RC.C. work…... (b)High Yield Strength Deformed bars or Tor Bars | 3.22 | Qntl |  | 0
13 | 6.1 | Providing and laying in position specified grade of reinforced cement concrete, excluding the cost Of centerjng, shuttering, finishing and reinforcement- All work up to plinth level: (b) M20 or 1 :l/2:3 | 1.55 | Cum |  | 0
14 | 7.9 | Half brick masonry with common burnt clay (non modular) 1st class bricks in foundations and in plinth: Cement mortar 1 :4 | 1.13 | Sqm |  | 0
15 | 15.2 | 15 mm cement plaster on the rough side of single or half brick wall of mix: (a)1 :4 (1 cement: 4 fine sand) | 15.4 | Sqm |  | 0
16 | 11.15 | Steel work welded in built up sections /framed work including cutting, hoisting, fixing in position and applying a priming coat Of approved steel primer using structural steel etc. as required. | 54.94 | Kg |  | 0
17 | 16.12 | Applying priming coat : With ready mixed red oxide zinc chromate primer Of approved brand and manufacture on steel galvanised iron/ steel works | 1.62 | Sqm |  | 0
18 | 16.22 | Painting Steel work with Deluxe Multi Surface Paint to give an even shade. Two or more coat applied @ 0.90 ltr/10 sqm over an under coat of primer applied @ 0.80 ltr/10 sqm ofapproved brand and manufacture | 1.62 | Sqm |  | 0
Fencing :-
19 | 2.1 | Earthwork in excavation by manual means up to a depth of 2m below the existing ground level for foundation trenches of foundations, footings…... (a) All kinds of soil | 2.4 | Cum |  | 0
20 | 12.5 | Providing soling with stone/ best quality picked jhama brick, sand packed and laid to level…. (b/i) Stone soling of thickness 100mm | 4 | Sqm |  | 0
21 | 5.1 | Plain cement concrete works in foundation bed for footing steps, walls, brick works etc below plinth level…..........(b) 1 :3:6 | 0.98 | Cum |  | 0
22 | 4 | Centering and shutterlng lncludlng struttlng, propplng etc. and removal of form for all heights complcte and as directed by Engineer in charge.
23 | 4.1 | Foundations, footings, bases of columns, etc. for mass concrete | 10.88 | Sqm |  | 0
24 | 19.11 | Providing and fixing G.I. chain link fabric fencing of required width in mesh size 25x25 mm made Of G.I. wire of dia. 3 mm including strengthening with 2 mm dia. wire or nuts, bolts and washers as required complcte as per the direction Of Engineer-in-charge. | 16 | Sqm |  | 0
25 | 11.15 | Steel work welded in built up sections/framed work including cutting, hoisting, fixing in position and applying a priming coat Of approved steel primer using structural steel etc. as required. | 134.89 | Kg |  | 0
26 | 16.12 | Applying priming coat : With ready mixed red oxide zinc chromate primer Of approved brand and manufacture on steel galvanised iron/ steel works | 32 | Sqm |  | 0
27 | 16.22 | Painting Steel work with Deluxe Multi Surface Paint to give an even shade. Two or more coat applied @ 0.90 ltr/10 sqm over an under coat of primer applied @ 0.80 ltr/10 sqm ofapproved brand and manufacture | 32 | Sqm |  | 0
Sub-Total in Figures | [5 empty] | 0
Name of Work: Construction of Sharp Pit
1 | 2.1 | Earthwork in excavation by manual means up to a depth of 2m below the existing ground level for foundation trenches of foundations, footings…... (a) All kinds of soil | 18.81 | Cum |  | 0
2 | 2.6 | Earthwork in filling (excluding rock) in trenches, plinth, sides of foundation etc ,…........ (a) With available excavated earth | 4.68 | Cum |  | 0
3 | 2.3 | Extra over item no. 2.1 and 2.2 above for each lm depth or part thereof beyond the initial depth of 2m…. | 2.45 | Cum |  | 0
4 | 2.8 | Disposal Of surplus earth/ unserviceable material from thework site including loading and unloading completo as directed. (a)First 5 KM | 14.13 | Cum |  | 0
5 | 12.5 | Providing soling with stone/ best quality picked jhama brick, sand packed and laid to level…. (b/i) Stone soling of thickness 100mm | 7.08 | Sqm |  | 0
6 | 5.1 | Plain cement concrete works in foundation bed for footing steps, walls, brick works etc below plinth level…..........(b) 1 :3:6 | 0.71 | Cum |  | 0
7 | 4 | Centering and shutterlng lncludlng struttlng, propplng etc. and removal of form for all heights complcte and as directed by Engineer in charge.
| 4.1 | Foundations, footings, bases of columns, etc. for mass concrete | 1.06 | Sqm |  | 0
| 4.4 | Lintels, beams, plinth beams, girders, bressumers and cantilevers | 1.48 | Sqm |  | 0
| 4.3 | Slabs, roofs, landings, balconies and access platform, shelves | 7.03 | Sqm |  | 0
8 | 6.11 | Supplying, fitting and fixing in position reinforcement bars up to lst floor level, conforming to relevant I.S. Code for RC.C. work…... (b)High Yield Strength Deformed bars or Tor Bars | 0.8 | Qntl |  | 0
9 | 6.1 | Providing and laying in position specified grade of reinforced cement concrete, excluding the cost Of centerjng, shuttering, finishing and reinforcement- All work up to plinth level: (b) M20 or 1 :l/2:3 | 0.78 | Cum |  | 0
10 | 7.2 | Brick work with common burnt clay modular lst class bricks in foundation and in plinth: | 5.33 | Cum |  | 0
11 | 15.2 | 15 mm cement plaster on the rough side of single or half brick wall of mix: (a)1 :4 (1 cement: 4 fine sand) | 39.95 | Sqm |  | 0
12 | 11.16 | Providing and fixing hand rail of approved size bywelding etc. to steel ladder railing, balcony railing, staircase railing and similar works, including applying priming coat of approvedsteel primer. (c ) G.I. pipes | 27.85 | Kg |  | 0
13 | 16.12 | Applying priming coat : With ready mixed red oxide zinc chromate primer Of approved brand and manufacture on steel galvanised iron/ steel works | 0.53 | Sqm |  | 0
18 | 16.22 | Painting Steel work with Deluxe Multi Surface Paint to give an even shade. Two or more coat applied @ 0.90 ltr/10 sqm over an under coat of primer applied @ 0.80 ltr/10 sqm ofapproved brand and manufacture | 0.53 | Sqm |  | 0
Fencing :-
19 | 2.1 | Earthwork in excavation by manual means up to a depth of 2m below the existing ground level for foundation trenches of foundations, footings…... (a) All kinds of soil | 2.4 | Cum |  | 0
20 | 12.5 | Providing soling with stone/ best quality picked jhama brick, sand packed and laid to level…. (b/i) Stone soling of thickness 100mm | 4 | Sqm |  | 0
21 | 5.1 | Plain cement concrete works in foundation bed for footing steps, walls, brick works etc below plinth level…..........(b) 1 :3:6 | 0.98 | Cum |  | 0
22 | 4 | Centering and shutterlng lncludlng struttlng, propplng etc. and removal of form for all heights complcte and as directed by Engineer in charge.
23 | 4.1 | Foundations, footings, bases of columns, etc. for mass concrete | 10.88 | Sqm |  | 0
24 | 19.11 | Providing and fixing G.I. chain link fabric fencing of required width in mesh size 25x25 mm made Of G.I. wire of dia. 3 mm including strengthening with 2 mm dia. wire or nuts, bolts and washers as required complcte as per the direction Of Engineer-in-charge. | 16 | Sqm |  | 0
25 | 11.15 | Steel work welded in built up sections/framed work including cutting, hoisting, fixing in position and applying a priming coat Of approved steel primer using structural steel etc. as required. | 134.89 | Kg |  | 0
26 | 16.12 | Applying priming coat : With ready mixed red oxide zinc chromate primer Of approved brand and manufacture on steel galvanised iron/ steel works | 32 | Sqm |  | 0
27 | 16.22 | Painting Steel work with Deluxe Multi Surface Paint to give an even shade. Two or more coat applied @ 0.90 ltr/10 sqm over an under coat of primer applied @ 0.80 ltr/10 sqm ofapproved brand and manufacture | 32 | Sqm |  | 0
Sub-Total in Figures | [5 empty] | 0
Total in Figures | [5 empty] | 0

## Kairang (hidden)
Sl.No | Item No. | Description of Items (With brief specification and reference to book of specification) | Quantity | Unit | Rates in INR (in figure) | Amount in INR
Name of Health Facilities: Kairang Sub-Centre
Name of Work: Improvement of Sub-Centre Building
1 | 10.2 | Providing dressed wood work in post walls, battens etc. (c) With lst class Local wood | 0.5 | m³ |  | 0
2 | 10.2 | Providing undressed wood work in roof truss, rafter, purlin etc. (c)With lst class Local wood | 1.7 | m³ |  | 0
3 | 13.1 | Prroviding corrugated galvanised iron sheet roofing of TATA etc., (c) 0.63 mm thick | 28 | m² |  | 0
4 | 13.4 | Providing glavd iron ridging of TATA etc. (b) 0.63mm thick | 11 | Rm |  | 0
5 | 14.1 | Providing and fixing insulating board ceiling Of approved quality with necessary nails etc. complete (a)Natural colour insulating board 12 mm thick | 48 | m² |  | 0
6 | 15.2 | 15mm thick cement plaster in single coat on fair side etc : in CM 1:4 | 17.51 | m² |  | 0
7 | 12.3 | plain cement concrete apron in prop 1:4:8 with 20 mm down graded coarse aggregate (b) 50 mm thick | 20 | m² |  | 0
8 | 11.22 | Providing, fitting and fixing steel windows (including ventilators) of standard rolled steel sections as per relevant I.S. Code., | 8.5 | m² |  | 0
9 | 10.49 | Providing barge board of size 200mm x 20mm including fitting and fixing etc (b) 1 st class Local timber | 24 | Rm |  | 0
10 | 11.19 | Providing & fixing glass panes with putty…. (a) 4.O mm thick glass panes | 4 | m² |  | 0
11 | 10.1 | Providing wood work in frames (Chowkats) of doors etc., (c) With lst class Local wood (i) Pooma/ Hollock/ Gamari/ and the like | 0.12 | m³ |  | 0
12 | 10.5 | Providing fitting and fixing full panelled doors etc. (a) with 1st class local wood (i)Pooma/ Hollock/ Gamari/ and the like (i) 35 mm thick shutters | 4 | m² |  | 0
13 | 16.12 | Providing priming coat over new wood and wood base surface etc | 14.3 | m² |  | 0
14 | 16.12 | Applying priming coat over new steel and other metal surface etc., | 14.2 | m² |  | 0
15 | 16.16 | Finishing walls with Acrylic smooth exterior paint of required shade, including scaffolding | 130 | m² |  | 0
16 | 16.16 | Distempering with dry distemper of approved brand etc., | 190 | m² |  | 0
17 | 16.22 | (b)Painting wood work with Deluxe Mufti Surface Paint of required shade | 67.6 | m² |  | 0
18 | 16.22 | (c)Painting Steel work with Deluxe Multi Surface Paint to give an even shade | 14.2 | m² |  | 0
19 | 16.14 | Finishing walls with water proofing cement paint of required shade:New work (Two or more coats applied @ 3,84 kg/10 sqm) | 53.81 | m² |  | 0
20 | 16.25 | Painting on G.S. sheet with synthetic enamel paint of approved brand (b)old work | 146.2 | m² |  | 0
Sub-Total in Figures | [5 empty] | 0
Name of Work: Construction of Deep Burial Pit
1 | 2.1 | Earthwork in excavation by manual means up to a depth of 2m below the existing ground level for foundation trenches of foundations, footings…... (a) All kinds of soil | 12.82 | Cum |  | 0
2 | 2.6 | Earthwork in filling (excluding rock) in trenches, plinth, sides of foundation etc ,…........ (a) With available excavated earth | 2.43 | Cum |  | 0
3 | 2.3 | Extra over item no. 2.1 and 2.2 above for each lm depth or part thereof beyond the initial depth of 2m…. | 0.65 | Cum |  | 0
4 | 2.8 | Disposal Of surplus earth/ unserviceable material from thework site including loading and unloading completo as directed. (a)First 5 KM | 10.39 | Cum |  | 0
5 | 12.5 | Providing soling with stone/ best quality picked jhama brick, sand packed and laid to level…. (b/i) Stone soling of thickness 100mm | 7.56 | Sqm |  | 0
6 | 5.1 | Plain cement concrete works in foundation bed for footing steps, walls, brick works etc below plinth level…..........(b) 1 :3:6 | 0.76 | Cum |  | 0
7 | 8.1 | Plandom rubble masonry with hard stone in foundation and plinth including levelling up with cement concrete 1:6:12 up to plinth level with: (a) Cement mortar 1 :6 | 3.24 | Cum |  | 0
8 | 4 | Centering and shutterlng lncludlng struttlng, propplng etc. and removal of form for all heights complcte and as directed by Engineer in charge.
9 | 4.1 | Foundations, footings, bases of columns, etc. for mass concrete | 2.16 | Sqm |  | 0
10 | 4.4 | Lintels, beams, plinth beams, girders, bressumers and cantilevers | 5.4 | Sqm |  | 0
11 | 4.3 | Slabs, roofs, landings, balconies and access platform, shelves | 9.88 | Sqm |  | 0
12 | 6.11 | Supplying, fitting and fixing in position reinforcement bars up to lst floor level, conforming to relevant I.S. Code for RC.C. work…... (b)High Yield Strength Deformed bars or Tor Bars | 3.22 | Qntl |  | 0
13 | 6.1 | Providing and laying in position specified grade of reinforced cement concrete, excluding the cost Of centerjng, shuttering, finishing and reinforcement- All work up to plinth level: (b) M20 or 1 :l/2:3 | 1.55 | Cum |  | 0
14 | 7.9 | Half brick masonry with common burnt clay (non modular) 1st class bricks in foundations and in plinth: Cement mortar 1 :4 | 1.13 | Sqm |  | 0
15 | 15.2 | 15 mm cement plaster on the rough side of single or half brick wall of mix: (a)1 :4 (1 cement: 4 fine sand) | 15.4 | Sqm |  | 0
16 | 11.15 | Steel work welded in built up sections /framed work including cutting, hoisting, fixing in position and applying a priming coat Of approved steel primer using structural steel etc. as required. | 54.94 | Kg |  | 0
17 | 16.12 | Applying priming coat : With ready mixed red oxide zinc chromate primer Of approved brand and manufacture on steel galvanised iron/ steel works | 1.62 | Sqm |  | 0
18 | 16.22 | Painting Steel work with Deluxe Multi Surface Paint to give an even shade. Two or more coat applied @ 0.90 ltr/10 sqm over an under coat of primer applied @ 0.80 ltr/10 sqm ofapproved brand and manufacture | 1.62 | Sqm |  | 0
Fencing :-
19 | 2.1 | Earthwork in excavation by manual means up to a depth of 2m below the existing ground level for foundation trenches of foundations, footings…... (a) All kinds of soil | 2.4 | Cum |  | 0
20 | 12.5 | Providing soling with stone/ best quality picked jhama brick, sand packed and laid to level…. (b/i) Stone soling of thickness 100mm | 4 | Sqm |  | 0
21 | 5.1 | Plain cement concrete works in foundation bed for footing steps, walls, brick works etc below plinth level…..........(b) 1 :3:6 | 0.98 | Cum |  | 0
22 | 4 | Centering and shutterlng lncludlng struttlng, propplng etc. and removal of form for all heights complcte and as directed by Engineer in charge.
23 | 4.1 | Foundations, footings, bases of columns, etc. for mass concrete | 10.88 | Sqm |  | 0
24 | 19.11 | Providing and fixing G.I. chain link fabric fencing of required width in mesh size 25x25 mm made Of G.I. wire of dia. 3 mm including strengthening with 2 mm dia. wire or nuts, bolts and washers as required complcte as per the direction Of Engineer-in-charge. | 16 | Sqm |  | 0
25 | 11.15 | Steel work welded in built up sections/framed work including cutting, hoisting, fixing in position and applying a priming coat Of approved steel primer using structural steel etc. as required. | 134.89 | Kg |  | 0
26 | 16.12 | Applying priming coat : With ready mixed red oxide zinc chromate primer Of approved brand and manufacture on steel galvanised iron/ steel works | 32 | Sqm |  | 0
27 | 16.22 | Painting Steel work with Deluxe Multi Surface Paint to give an even shade. Two or more coat applied @ 0.90 ltr/10 sqm over an under coat of primer applied @ 0.80 ltr/10 sqm ofapproved brand and manufacture | 32 | Sqm |  | 0
Sub-Total in Figures | [5 empty] | 0
Name of Work: Construction of Sharp Pit
1 | 2.1 | Earthwork in excavation by manual means up to a depth of 2m below the existing ground level for foundation trenches of foundations, footings…... (a) All kinds of soil | 6.79 | Cum |  | 0
2 | 2.6 | Earthwork in filling (excluding rock) in trenches, plinth, sides of foundation etc ,…........ (a) With available excavated earth | 2.23 | Cum |  | 0
4 | 2.8 | Disposal Of surplus earth/ unserviceable material from thework site including loading and unloading completo as directed. (a)First 5 KM | 4.56 | Cum |  | 0
5 | 12.5 | Providing soling with stone/ best quality picked jhama brick, sand packed and laid to level…. (b/i) Stone soling of thickness 100mm | 3.46 | Sqm |  | 0
6 | 5.1 | Plain cement concrete works in foundation bed for footing steps, walls, brick works etc below plinth level…..........(b) 1 :3:6 | 0.35 | Cum |  | 0
7 | 4 | Centering and shutterlng lncludlng struttlng, propplng etc. and removal of form for all heights complcte and as directed by Engineer in charge.
| 4.1 | Foundations, footings, bases of columns, etc. for mass concrete | 0.74 | Sqm |  | 0
| 4.4 | Lintels, beams, plinth beams, girders, bressumers and cantilevers | 1 | Sqm |  | 0
| 4.3 | Slabs, roofs, landings, balconies and access platform, shelves | 3.42 | Sqm |  | 0
8 | 6.11 | Supplying, fitting and fixing in position reinforcement bars up to lst floor level, conforming to relevant I.S. Code for RC.C. work…... (b)High Yield Strength Deformed bars or Tor Bars | 0.45 | Qntl |  | 0
9 | 6.1 | Providing and laying in position specified grade of reinforced cement concrete, excluding the cost Of centerjng, shuttering, finishing and reinforcement- All work up to plinth level: (b) M20 or 1 :l/2:3 | 0.39 | Cum |  | 0
10 | 7.2 | Brick work with common burnt clay modular lst class bricks in foundation and in plinth: | 2.56 | Cum |  | 0
11 | 15.2 | 15 mm cement plaster on the rough side of single or half brick wall of mix: (a)1 :4 (1 cement: 4 fine sand) | 18.58 | Sqm |  | 0
12 | 11.16 | Providing and fixing hand rail of approved size bywelding etc. to steel ladder railing, balcony railing, staircase railing and similar works, including applying priming coat of approvedsteel primer. (c ) G.I. pipes | 27.85 | Kg |  | 0
13 | 16.12 | Applying priming coat : With ready mixed red oxide zinc chromate primer Of approved brand and manufacture on steel galvanised iron/ steel works | 0.53 | Sqm |  | 0
18 | 16.22 | Painting Steel work with Deluxe Multi Surface Paint to give an even shade. Two or more coat applied @ 0.90 ltr/10 sqm over an under coat of primer applied @ 0.80 ltr/10 sqm ofapproved brand and manufacture | 0.53 | Sqm |  | 0
Fencing :-
19 | 2.1 | Earthwork in excavation by manual means up to a depth of 2m below the existing ground level for foundation trenches of foundations, footings…... (a) All kinds of soil | 2.4 | Cum |  | 0
20 | 12.5 | Providing soling with stone/ best quality picked jhama brick, sand packed and laid to level…. (b/i) Stone soling of thickness 100mm | 4 | Sqm |  | 0
21 | 5.1 | Plain cement concrete works in foundation bed for footing steps, walls, brick works etc below plinth level…..........(b) 1 :3:6 | 0.98 | Cum |  | 0
22 | 4 | Centering and shutterlng lncludlng struttlng, propplng etc. and removal of form for all heights complcte and as directed by Engineer in charge.
23 | 4.1 | Foundations, footings, bases of columns, etc. for mass concrete | 10.88 | Sqm |  | 0
24 | 19.11 | Providing and fixing G.I. chain link fabric fencing of required width in mesh size 25x25 mm made Of G.I. wire of dia. 3 mm including strengthening with 2 mm dia. wire or nuts, bolts and washers as required complcte as per the direction Of Engineer-in-charge. | 16 | Sqm |  | 0
25 | 11.15 | Steel work welded in built up sections/framed work including cutting, hoisting, fixing in position and applying a priming coat Of approved steel primer using structural steel etc. as required. | 134.3 | Kg |  | 0
26 | 16.12 | Applying priming coat : With ready mixed red oxide zinc chromate primer Of approved brand and manufacture on steel galvanised iron/ steel works | 32 | Sqm |  | 0
27 | 16.22 | Painting Steel work with Deluxe Multi Surface Paint to give an even shade. Two or more coat applied @ 0.90 ltr/10 sqm over an under coat of primer applied @ 0.80 ltr/10 sqm ofapproved brand and manufacture | 32 | Sqm |  | 0
Sub-Total in Figures | [5 empty] | 0
Total in Figures | [5 empty] | 0

## Umkyrpong (hidden)
Sl.No | Item No. | Description of Items (With brief specification and reference to book of specification) | Quantity | Unit | Rates in INR (in figure) | Amount in INR
Name of Health Facilities: Umkyrpong Sub-Centre
Name of Work: Improvement of Sub-Centre Building
1 | 10.2 | Providing dressed wood work in post walls, battens etc. (c) With lst class Local wood | 0.5 | m³ |  | 0
2 | 10.2 | Providing undressed wood work in roof truss, rafter, purlin etc. (c)With lst class Local wood | 1.7 | m³ |  | 0
3 | 13.1 | Prroviding corrugated galvanised iron sheet roofing of TATA etc., (c) 0.63 mm thick | 28 | m² |  | 0
4 | 13.4 | Providing glavd iron ridging of TAT etc. (b) 0.63mm thick | 11.1 | Rm |  | 0
5 | 14.1 | Providing and fixing insulating board ceiling Of approved quality with necessary nails etc. complete (a)Natural colour insulating board 12 mm thick | 48.57 | m² |  | 0
6 | 15.2 | 15mm thick cement plaster in single coat on fair side etc : in CM 1:4 | 50.79 | m² |  | 0
7 | 12.3 | plain cement concrete apron in prop 1:4:8 with 20 mm down graded coarse aggregate (b) 50 mm thick | 21 | m² |  | 0
8 | 11.22 | Providing, fitting and fixing steel windows (including ventilators) of standard rolled steel sections as per relevant I.S. Code., | 8.5 | m² |  | 0
9 | 10.49 | Providing barge board of size 200mm x 20mm including fitting and fixing etc (b) 1 st class Local timber | 24 | Rm |  | 0
10 | 11.19 | Providing & fixing glass panes with putty…. (a) 4.O mm thick glass panes | 3.15 | m² |  | 0
11 | 10.1 | Providing wood work in frames (Chowkats) of doors etc., (c) With lst class Local wood (i) Pooma/ Hollock/ Gamari/ and the like | 0.12 | m³ |  | 0
12 | 10.5 | Providing fitting and fixing full panelled doors etc. (a) with 1st class local wood (i)Pooma/ Hollock/ Gamari/ and the like (i) 35 mm thick shutters | 4 | m² |  | 0
13 | 16.12 | Providing priming coat over new wood and wood base surface etc | 14.3 | m² |  | 0
14 | 16.12 | Applying priming coat over new steel and other metal surface etc., | 14.2 | m² |  | 0
15 | 16.16 | Finishing walls with Acrylic smooth exterior paint of required shade, including scaffolding | 120 | m² |  | 0
16 | 16.6 | Distempering with dry distemper of approved brand etc., | 190 | m² |  | 0
17 | 16.22 | (b)Painting wood work with Deluxe Mufti Surface Paint of required shade | 67.6 | m² |  | 0
18 | 16.22 | (c)Painting Steel work with Deluxe Multi Surface Paint to give an even shade | 14.69 | m² |  | 0
19 | 16.14 | Finishing walls with water proofing cement paint of required shade:New work (Two or more coats applied @ 3,84 kg/10 sqm) | 53.81 | m² |  | 0
20 | 16.25 | Painting on G.S. sheet with synthetic enamel paint of approved brand (b)old work | 147 | m² |  | 0
Sub-Total in Figures | [5 empty] | 0
Name of Work: Construction of Deep Burial Pit
1 | 2.1 | Earthwork in excavation by manual means up to a depth of 2m below the existing ground level for foundation trenches of foundations, footings…... (a) All kinds of soil | 15.49 | Cum |  | 0
2 | 2.6 | Earthwork in filling (excluding rock) in trenches, plinth, sides of foundation etc ,…........ (a) With available excavated earth | 2.61 | Cum |  | 0
3 | 2.3 | Extra over item no. 2.1 and 2.2 above for each lm depth or part thereof beyond the initial depth of 2m…. | 1.3 | Cum |  | 0
4 | 2.8 | Disposal Of surplus earth/ unserviceable material from thework site including loading and unloading completo as directed. (a)First 5 KM | 12.88 | Cum |  | 0
5 | 12.5 | Providing soling with stone/ best quality picked jhama brick, sand packed and laid to level…. (b/i) Stone soling of thickness 100mm | 8.12 | Sqm |  | 0
6 | 5.1 | Plain cement concrete works in foundation bed for footing steps, walls, brick works etc below plinth level…..........(b) 1 :3:6 | 0.82 | Cum |  | 0
7 | 8.1 | Plandom rubble masonry with hard stone in foundation and plinth including levelling up with cement concrete 1:6:12 up to plinth level with: (a) Cement mortar 1 :6 | 3.48 | Cum |  | 0
8 | 4 | Centering and shutterlng lncludlng struttlng, propplng etc. and removal of form for all heights complcte and as directed by Engineer in charge.
9 | 4.1 | Foundations, footings, bases of columns, etc. for mass concrete | 2.32 | Sqm |  | 0
10 | 4.4 | Lintels, beams, plinth beams, girders, bressumers and cantilevers | 5.8 | Sqm |  | 0
11 | 4.3 | Slabs, roofs, landings, balconies and access platform, shelves | 11.18 | Sqm |  | 0
12 | 6.11 | Supplying, fitting and fixing in position reinforcement bars up to lst floor level, conforming to relevant I.S. Code for RC.C. work…... (b)High Yield Strength Deformed bars or Tor Bars | 3.53 | Qntl |  | 0
13 | 6.1 | Providing and laying in position specified grade of reinforced cement concrete, excluding the cost Of centerjng, shuttering, finishing and reinforcement- All work up to plinth level: (b) M20 or 1 :l/2:3 | 1.71 | Cum |  | 0
14 | 7.9 | Half brick masonry with common burnt clay (non modular) 1st class bricks in foundations and in plinth: Cement mortar 1 :4 | 1.13 | Sqm |  | 0
15 | 15.2 | 15 mm cement plaster on the rough side of single or half brick wall of mix: (a)1 :4 (1 cement: 4 fine sand) | 17.62 | Sqm |  | 0
16 | 11.15 | Steel work welded in built up sections /framed work including cutting, hoisting, fixing in position and applying a priming coat Of approved steel primer using structural steel etc. as required. | 54.94 | Kg |  | 0
17 | 16.12 | Applying priming coat : With ready mixed red oxide zinc chromate primer Of approved brand and manufacture on steel galvanised iron/ steel works | 1.62 | Sqm |  | 0
18 | 16.22 | Painting Steel work with Deluxe Multi Surface Paint to give an even shade. Two or more coat applied @ 0.90 ltr/10 sqm over an under coat of primer applied @ 0.80 ltr/10 sqm ofapproved brand and manufacture | 1.62 | Sqm |  | 0
Fencing :-
19 | 2.1 | Earthwork in excavation by manual means up to a depth of 2m below the existing ground level for foundation trenches of foundations, footings…... (a) All kinds of soil | 2.4 | Cum |  | 0
20 | 12.5 | Providing soling with stone/ best quality picked jhama brick, sand packed and laid to level…. (b/i) Stone soling of thickness 100mm | 4 | Sqm |  | 0
21 | 5.1 | Plain cement concrete works in foundation bed for footing steps, walls, brick works etc below plinth level…..........(b) 1 :3:6 | 0.98 | Cum |  | 0
22 | 4 | Centering and shutterlng lncludlng struttlng, propplng etc. and removal of form for all heights complcte and as directed by Engineer in charge.
23 | 4.1 | Foundations, footings, bases of columns, etc. for mass concrete | 10.88 | Sqm |  | 0
24 | 19.11 | Providing and fixing G.I. chain link fabric fencing of required width in mesh size 25x25 mm made Of G.I. wire of dia. 3 mm including strengthening with 2 mm dia. wire or nuts, bolts and washers as required complcte as per the direction Of Engineer-in-charge. | 16 | Sqm |  | 0
25 | 11.15 | Steel work welded in built up sections/framed work including cutting, hoisting, fixing in position and applying a priming coat Of approved steel primer using structural steel etc. as required. | 134.89 | Kg |  | 0
26 | 16.12 | Applying priming coat : With ready mixed red oxide zinc chromate primer Of approved brand and manufacture on steel galvanised iron/ steel works | 32 | Sqm |  | 0
27 | 16.22 | Painting Steel work with Deluxe Multi Surface Paint to give an even shade. Two or more coat applied @ 0.90 ltr/10 sqm over an under coat of primer applied @ 0.80 ltr/10 sqm ofapproved brand and manufacture | 32 | Sqm |  | 0
Sub-Total in Figures | [5 empty] | 0
Name of Work: Construction of Sharp Pit
1 | 2.1 | Earthwork in excavation by manual means up to a depth of 2m below the existing ground level for foundation trenches of foundations, footings…... (a) All kinds of soil | 8.91 | Cum |  | 0
2 | 2.6 | Earthwork in filling (excluding rock) in trenches, plinth, sides of foundation etc ,…........ (a) With available excavated earth | 1.82 | Cum |  | 0
4 | 2.8 | Disposal Of surplus earth/ unserviceable material from thework site including loading and unloading completo as directed. (a)First 5 KM | 7.09 | Cum |  | 0
5 | 12.5 | Providing soling with stone/ best quality picked jhama brick, sand packed and laid to level…. (b/i) Stone soling of thickness 100mm | 4.67 | Sqm |  | 0
6 | 5.1 | Plain cement concrete works in foundation bed for footing steps, walls, brick works etc below plinth level…..........(b) 1 :3:6 | 0.47 | Cum |  | 0
7 | 4 | Centering and shutterlng lncludlng struttlng, propplng etc. and removal of form for all heights complcte and as directed by Engineer in charge.
| 4.1 | Foundations, footings, bases of columns, etc. for mass concrete | 0.86 | Sqm |  | 0
| 4.4 | Lintels, beams, plinth beams, girders, bressumers and cantilevers | 1.18 | Sqm |  | 0
| 4.3 | Slabs, roofs, landings, balconies and access platform, shelves | 4.62 | Sqm |  | 0
8 | 6.11 | Supplying, fitting and fixing in position reinforcement bars up to lst floor level, conforming to relevant I.S. Code for RC.C. work…... (b)High Yield Strength Deformed bars or Tor Bars | 0.54 | Qntl |  | 0
9 | 6.1 | Providing and laying in position specified grade of reinforced cement concrete, excluding the cost Of centerjng, shuttering, finishing and reinforcement- All work up to plinth level: (b) M20 or 1 :l/2:3 | 0.52 | Cum |  | 0
10 | 7.2 | Brick work with common burnt clay modular lst class bricks in foundation and in plinth: | 3.06 | Cum |  | 0
11 | 15.2 | 15 mm cement plaster on the rough side of single or half brick wall of mix: (a)1 :4 (1 cement: 4 fine sand) | 24.04 | Sqm |  | 0
12 | 11.16 | Providing and fixing hand rail of approved size bywelding etc. to steel ladder railing, balcony railing, staircase railing and similar works, including applying priming coat of approvedsteel primer. (c ) G.I. pipes | 27.85 | Kg |  | 0
13 | 16.12 | Applying priming coat : With ready mixed red oxide zinc chromate primer Of approved brand and manufacture on steel galvanised iron/ steel works | 0.53 | Sqm |  | 0
18 | 16.22 | Painting Steel work with Deluxe Multi Surface Paint to give an even shade. Two or more coat applied @ 0.90 ltr/10 sqm over an under coat of primer applied @ 0.80 ltr/10 sqm ofapproved brand and manufacture | 0.53 | Sqm |  | 0
Fencing :-
19 | 2.1 | Earthwork in excavation by manual means up to a depth of 2m below the existing ground level for foundation trenches of foundations, footings…... (a) All kinds of soil | 2.4 | Cum |  | 0
20 | 12.5 | Providing soling with stone/ best quality picked jhama brick, sand packed and laid to level…. (b/i) Stone soling of thickness 100mm | 4 | Sqm |  | 0
21 | 5.1 | Plain cement concrete works in foundation bed for footing steps, walls, brick works etc below plinth level…..........(b) 1 :3:6 | 0.98 | Cum |  | 0
22 | 4 | Centering and shutterlng lncludlng struttlng, propplng etc. and removal of form for all heights complcte and as directed by Engineer in charge.
23 | 4.1 | Foundations, footings, bases of columns, etc. for mass concrete | 10.88 | Sqm |  | 0
24 | 19.11 | Providing and fixing G.I. chain link fabric fencing of required width in mesh size 25x25 mm made Of G.I. wire of dia. 3 mm including strengthening with 2 mm dia. wire or nuts, bolts and washers as required complcte as per the direction Of Engineer-in-charge. | 16 | Sqm |  | 0
25 | 11.15 | Steel work welded in built up sections/framed work including cutting, hoisting, fixing in position and applying a priming coat Of approved steel primer using structural steel etc. as required. | 134.69 | Kg |  | 0
26 | 16.12 | Applying priming coat : With ready mixed red oxide zinc chromate primer Of approved brand and manufacture on steel galvanised iron/ steel works | 32 | Sqm |  | 0
27 | 16.22 | Painting Steel work with Deluxe Multi Surface Paint to give an even shade. Two or more coat applied @ 0.90 ltr/10 sqm over an under coat of primer applied @ 0.80 ltr/10 sqm ofapproved brand and manufacture | 32 | Sqm |  | 0
Sub-Total in Figures | [5 empty] | 0
Name of Work: Construction Labour Room including Internal Water Supply and Inetrnal Electrification, and Septic Tank
1 | 2.1 | Earthwork in excavation by manual means up to a depth of 2m below the existing ground level….... (a) All kinds of soil | 50.67 | Cum |  | 0
2 | 2.6 | Earthwork in filling (excluding rock) in trenches, plinth, sides of foundation,…......... (a) With available excavated earth | 40.67 | Cum |  | 0
3 | 2.9 | Earth work in excavation by manuav mechanical means(Hydraulic excavator) over areas…........... (a)All kinds of soil | 70.52 | Cum |  | 0
4 | 2.8 | Disposal Of surplus earth/ unserviceable material from thework site including loading and unloading complete ….... (a)First 5 KM | 80.52 | Cum |  | 0
5 | 12.5 | Providing soling with stone/ best quality picked jhama brick, sand packed and laid to level…........ (b/i) Stone soling of thickness 100mm | 70.77 | Sqm |  | 0
6 | 5.1 | Plain cement concrete works in foundation bed for footing steps, walls, brick works etc below plinth level…................. (b) 1 :3:6 | 7.08 | Cum |  | 0
7 | 8.1 | Plandom rubble masonry with hard stone in foundation and plinth including levelling up with cement concrete 1:6:12…............. (a) Cement mortar 1 :6 | 7.69 | Cum |  | 0
8 | 4 | Centering and shuttering lncludlng strutting, propplng etc. and removal of form for all heights complete
|  | (4.1) Foundations, footings, bases of columns, etc. for mass concrete | 19.92 | Sqm |  | 0
|  | (4.4)Lintels, beams, plinth beams, girders, bressumers and cantilevers | 48.88 | Sqm |  | 0
|  | (4.5)Columns, Pillars, Piers, Abutments, Posts and struts | 25.2 | Sqm |  | 0
|  | (4.3)Slabs, roofs, landings, balconies and access platform, shelves | 56.45 | Sqm |  | 0
9 | 6.11 | Supplying, fitting and fixing in position reinforcement bars up to lst floor level, conforming to relevant I.S. Code for R.C.C. work…..... (b)High Yield Strength Deformed bars or Tor Bars | 24.04 | Qntl |  | 0
10 | 6.1 | Providing and laying in position specified grade of reinforced cement concrete,….......... (b) M20 or 1 :l/2:3 | 12.31 | Cum |  | 0
11 | 6.2 | Reinforced cement concrete work in walls (any thickness), including attached pilasters, buttresses, fillets, columns,pillars, posts and struts etc. above plinth level up to first floor level…...................... (b) M20 or 1 :l/2:3 | 9.9 | Cum |  | 0
12 | 12.2 | Providing and laying damp proof course with cement concretein prop 1 :11/2:3…....... (b)25mm thick | 7.11 | Sqm |  | 0
13 | 12.8 | Cement concrcte floor topping 1:1:2 (1 cement: 1 coarsesand: 2 stone aggregate) finished with a floating coat of neat cement, including cement slurry, complete. (b)20mm thick | 51.87 | Sqm |  | 0
14 | 7.1 | Half brick masonry with common burnt clay (non modular) lst class bricks in superstructure above plinth level up to first floor level,. (b) Cement mortar 1 :4 | 89.13 | Sqm |  | 0
15 | 7.2 | Brick work with common burnt clay modular lst class bricks in foundation and in plinth: (b)Cement Mortar 1 :6 | 0.28 | Cum |  | 0
16 | 15.2 | 15 mm cement plaster on the rough side of single or half brick wall of mix: (a)1 :4 (1 cement: 4 fine sand) | 243.19 | Sqm |  | 0
17 | 16.11 | Applying one coat of water thinnable cement primer of approved brand and manufacture on surfaces: Water thinnable cement primer | 243.19 | Sqm |  | 0
18 | 16.17 | Finishing walls with Premium Acrylic Smooth exterior paintwith Silicone additives of required shade, including scaffolding: New work ITwo or more coats | 114.29 | Sqm |  | 0
19 | 16.6 | Distempering with dry distemper of approved brand and manufacture (two or more coats) of required shade on new work…........ | 128.9 | Sqm |  | 0
20 | 12.41 | Providing and laying vitrified floor tiles in different sizes and conforming to ls:15622, of approved make, in all colours and shades laid on 20 mm thick cement mortar 1:4 (b) Size of tile 600x600 mm | 35.32 | Sqm |  | 0
21 | 9.27 | Providing polished VITRIFIED wall tiles of approved quality, size, shape and thickness not less than 8 mm on walls and skirting over cement mortar bed 10 mm thick in prop.1:3…... (b) Premium range | 65.57 | Sqm |  | 0
22 | 10.1 | Providing wood work in frames Of doors, windows, clerestory windows and other frames…. (c) With lst class Local wood (i) Pooma/ Hollock/ Gamari/ | 0.14 | Cum |  | 0
23 | 10.5 | Providing and fixing panelled or panelled and glazed shutters for doors, windows and clerestory windows ….. (c) With lst class Local wood Pooma/ Hollock/ Gamari/ and the like (i) 35 mm thick shutters | 5.04 | Sqm |  | 0
24 | 16.12 | Applying priming coat: (a)With ready mked pink or Grey primer Of approved brand and manufacture on wood work (hard and soft wood) | 6.44 | Sqm |  | 0
25 | 16.22 | Finishing with Deluxe Multi surface paint system for interiors and exteriors….....(b)Painting wood work with Deluxe Mufti Surface Paint of required shade. Two or more coats | 6.44 | Sqm |  | 0
26 | 24.1 | Providing and fixing aluminium work for doors, windows, ventilators and partitions with extruded built up standard tubular sections/appropriate Z sections and other sections of approved make…...... (a) For fixed portion (i)Anodised aluminium | 101.85 | Kg |  | 0
27 | 24.2 | Providing and fixing 12 mm thick pre-laminated particle board flat pressed three layer or graded wood particle board, in panelling fixed in aluminium doors, windows shutters and partition (b)Pre-laminated particle board with decorative lamination on both sides | 28.81 | Sqm |  | 0
28 | 24.3 | Providing and fixing glazing in aluminium door. window, ventilator shutters and partitions etc…. (b)With float glass panes of 4.0 mm thickness | 11.1 | Sqm |  | 0
29 | 24.4 | Providing and fixing double action hydraulic floor spring of approved brand and manufacture,…...... a) With stainless steel cover plate minimum 1.25 mm thickness | 3 | Each |  | 0
30 | 24.12 | Providing and fixing aluminium tubular handle bar 32 mm outer dia, 3.0 mm thick & 2100 mm long with SS screws etc. . (a)Anodized (AC 15) aluminium tubular handle bar | 6 | Each |  | 0
31 | 24.13 | Providing and fixing Brass 100 mm mortise latch and lock with 6 levers without pair of handles (best make of approved quality) for aluminium doors including necessary cutting and making good etc. complete. | 12 | Each |  | 0
32 | 11.22 | Providing, fitting and fixing steel windows (including ventilators) of standard rolled steel sections as per relevant I.S. Code,…........ (a) Openable | 6.84 | Sqm |  | 0
33 | 11.24 | Providing and fixing M.S. grills Of required pattern in trames Of windows, etc. with M.S. flats, square or round bars, etc…. (a)Fixed to steel windows by welding | 242.88 | Kg |  | 0
34 | 11.19 | Providing & fixing glass panes with putty and glazing clips in steel doors, windows, clerestory windows, all complete with (b) 4 mm thick | 6.84 | Sqm |  | 0
35 | 16.22 | Finishing with Deluxe Multi surface paint system for interiors and exteriors ,…(c)Painting Steel work with Deluxe Multi Surface Paint to give an even shade. Two or more coat | 9.09 | Sqm |  | 0
Plinth Protection :-
36 | 2.1 | Earthwork in excavation by manual means up to a depth of 2m below the existing ground level,….. (a) All kinds of soil | 18 | Cum |  | 0
37 | 12.4 | Making plinth protection 50mm thick of cement concrete 1:3:6(1 cement: 3 coarse sand: 6 graded stone aggregate 20 mm nominal size) over 75 mm thick bed of dry brick ballast 40 mm nominal size | 60 | Sqm |  | 0
38 | 12.5 | Providing soling with stone/ best quality picked jhama brick, sand packed and laid to level…........ (b/i) Stone soling of thickness 100mm | 50 | Sqm |  | 0
39 | 5.1 | Plain cement concrete works in foundation bed for footing steps, walls, brick works etc below plinth level…........ (b) 1 :3:6 | 3.75 | Cum |  | 0
40 | 4 | Centering and shutterlng lncludlng struttlng, propplng etc. and removal of form for all heights complcte (4.1) Foundations, footings, bases of columns, etc. for mass concrete | 20 | Sqm |  | 0
41 | 7.2 | Brick work with common burnt clay modular lst class bricks in foundation and in plinth: (b)Cement Mortar 1 :6 | 4.8 | Cum |  | 0
42 | 15.2 | 15 mm cement plaster on the rough side of single or half brick wall of mix: (a)1 :4 (1 cement: 4 fine sand) | 80 | Sqm |  | 0
Internal Sanitary and Plumbing :-
43 | 20.1 | Providing and fixing water closet squatting pan (Indian type W.C. pan) with 100 mm sand Cast Iron P or S trap, 10 litre low level white P.V.C. flushing cistern, including flush pipe…........ (a)White Vitreous china Orissa pattern W.C, pan of size 580x440 mm | 1 | Each |  | 0
44 | 20.2 | Providing and fixing a pair of white vitreous china foot rests of standard pattern for squatting pan water closet: (a)250xl 30x30 mm | 1 | Each |  | 0
45 | 20.7 | Providing and fixing wash basin with C.I. brackets, 15 mm C.P. brass pillar taps, 32 mm C.P. brass waste of standard patter,…......... (a)White Vitreous China Wash basin size 630x450 mm with a pair of 15 mm C.P. brass pillar taps | 1 | Each |  | 0
46 | 20.24 | providing and fixing G.I inlet connection for flush pipe connection with W.C Pan | 1 | Each |  | 0
47 | 20.32 | providing and fixing PVC waste pipe for sink or wash basin including PVC waste fitting complete. (a)semi-rigid pipe (ii)40mm dia | 1 | Each |  | 0
48 | 20.39 | providing and fixing soil, waste and vent pipe :- (a)100mm dia (i)sand cast iron S&S pipe as per IS:1729 | 10 | Rm |  | 0
49 | 21.16 | Providing and fixing brass bib cock of approved quality: (b) 20 mm nominal bore | 2 | Each |  | 0
50 | 21.46 | Providing and placing on terrace (at all floor levels) polyethylene water storage tank, ls:12701 marked, with cover and suitable locking arrangement,…......... (c) 1000 litre capacity | 1000 | Litre |  | 0
51 | 21.1 | Providing and fixing Chlorinated Polyvinyl Chloride (CPVC) pipes including all CPVC plain & brass threaded fittings, …....... (ix) 100mm diameter | 10 | Rm |  | 0
52 | 21.11 | Providing and fixing G.I. pipes complete with G.I. fittings and clamps, i/c cutting and making good the walls etc. Internal work - Exposed on wall (ii) 20 mm diameter nominal bore | 80 | Rm |  | 0
Internal Eletrification :-
53 | 1 | Wiring in looping system with copper PVC cable 250/440 volt grade of size 1.5 sqm of approved quality (a) Long Point (i) With Copper conductor | 10 | Each |  | 0
54 | 2 | Wiring as an item No. 1 complete to a light plug point when fixed elsewhere. (a) Long Point (i) With Copper conductor | 3 | Each |  | 0
55 | 4 | Wiring to a power plug as an item No. 1 above with 2 x 4mm (a) Long Point (i) With Copper conductor | 3 | Each |  | 0
56 | 9 | Drawing of Main and Sub- Main line with DGSD approved (b) With 2 x 4 mm² copper conductor (i) With Copper | 80 | m |  | 0
|  | (c) With 2 x 6 mm² copper conductor (i) With Copper | 120 | m |  | 0
57 | 51 | Supplying & fixing of Load Kontaket Miniature Circuit Breakers (MCBs). (b) 6 - 32 Amp SP MCB Capacity | 4 | Each |  | 0
58 | 53 | Supplying fitting & fixing of Load Kontaket Miniature Circuit Breakers Double Pole (Isolator) (b) 32 - 125 Amp TP Isolator | 1 | Each |  | 0
59 | 55 | Supplying fitting & fixing of Single opening Metal Enclosure MCB Distribution Box. (b) 4/6/8 Way | 2 | Each |  | 0
60 | 62 | Supplying fitting & fixing T5/T8/T9 etc Fluorescent tube light fitting complete | 6 | Each |  | 0
SEPTIC TANK & SOAK PIT :-
61 | 2.1 | Earthwork in excavation by manual means up to a depth of 2m below the existing ground level,…........ (a) All kinds of soil | 10.06 | Cum |  | 0
62 | 12.5 | Providing soling with stone/ best quality picked jhama brick, sand packed and laid to level…........ (b/i) Stone soling of thickness 100mm | 4.5 | Sqm |  | 0
63 | 5.1 | Plain cement concrete works in foundation bed for footing steps, walls, brick works etc below plinth level,…..... (b) 1 :3:6 | 0.45 | Cum |  | 0
64 | 4 | Centering and shutterlng lncludlng struttlng, propplng etc. and removal of form for all heights complcte,…........ (4.1) Foundations, footings, bases of columns, etc. for mass concrete | 0.9 | Sqm |  | 0
|  | (4.4)Lintels, beams, plinth beams, girders, bressumers and cantilevers | 1.08 | Sqm |  | 0
|  | (4.3)Slabs, roofs, landings, balconies and access platform, shelves | 5.4 | Sqm |  | 0
65 | 6.11 | Supplying, fitting and fixing in position reinforcement bars up to lst floor level, conforming to relevant I.S. Code for R.C.C. work.. (b)High Yield Strength Deformed bars or Tor Bars | 1.47 | Qntl |  | 0
66 | 6.1 | Providing and laying in position specified grade of reinforced cement concrete,….......... (b) M20 or 1 :l/2:3 | 1.18 | Cum |  | 0
67 | 7.2 | Brick work with common burnt clay modular lst class bricks in foundation and in plinth: (b)Cement Mortar 1 :6 | 4.69 | Cum |  | 0
68 | 15.2 | 15 mm cement plaster on the rough side of single or half brick wall of mix: (a)1 :4 (1 cement: 4 fine sand) | 45.78 | Sqm |  | 0
69 | 21.10 | Providing and fixing Chlorinated Polyvinyl Chloride (CPVC) pipe including all CPVC plain & brass threaded fittings, (ix) 100mm diameter | 9 | Rm |  | 0
70 | 22.30 | Making soak pit 2.5 in diameter 3,0 metre deep with 45x45cm dry brick honey comb shaft with bricks and S.W. drain pipe 100 mm diamcter,1.8 in long complete as per standard design. | 1 | Each |  | 0
Sub-Total in Figures | [5 empty] | 0
Total in Figures | [5 empty] | 0

## Jalaphet (hidden)
Sl.No | Item No. | Description of Items (With brief specification and reference to book of specification) | Quantity | Unit | Rates in INR (in figure) | Amount in INR
Name of Health Facilities: Jalaphet Sub-Centre
Name of Work: Improvement of Sub-Centre Building
1 | 10.1 | Providing wood work in frames (Chowkats) of doors etc., (c) With lst class Local wood (i) Pooma/ Hollock/ Gamari/ and the | 0.61 | m³ |  | 0
2 | 10.5 | Providing fitting and fixing full panelled doors etc. (a) with 1st class local wood (i) (i) 35 mm thick shutters | 18.48 | m² |  | 0
3 | 10.11 | Providing fitting & fixing fully glazed window etc., (c) With lst class Local wood I Pooma/ Hollock/ Gamariand the like) (i) 35 mm thick | 13.8 | m² |  | 0
4 | 6.11 | Supplying fitting & fixing in position reinforcement bars (c) Thermo-Mechanically Treated bars | 0.82 | Qntl |  | 0
5 | 15.2 | 15 mm cement plaster on the rough side of single or half brick wall of mix: 1 :4 (1 cement: 4 fine sand) | 50.79 | m² |  | 0
6 | 12.3 | plain cement concrete apron in prop 1:4:8 with 20 mm down graded coarse aggregate (b) 50 mm thick | 120 | sqm |  | 0
7 | 11.19 | Providing & fixing glass panes with putty…. (a) 4.O mm thick glass panes | 2.45 | m² |  | 0
8 | 16.13 | Applying priming coats with primer Of approved brand….(i)With ready mixed pink or grey primer on wood work | 57.2 | m² |  | 0
9 | 16.22 | (b)Painting wood work with Deluxe Mufti Surface Paint of required shade | 57.2 | m² |  | 0
10 | 15.2 | 15 mm cement plaster on the rough side of single or half brick wall of mix: 1 :4 (1 cement: 4 fine sand) | 44.22 | m² |  | 0
11 | 16.16 | Finishing walls with Acrylic smooth exterior paint of required shade, including scaffolding | 180.34 | m² |  | 0
12 | 16.6 | Distempering with dry distemper of approved brand etc., | 324.93 | m² |  | 0
13 | 16.22 | Painting two coats (excluding priming coat) on wood base etc (a) Surface over 100mm in width or grith. (ii) High gloss | 53.56 | m² |  | 0
14 | 16.25 | painting one coat on old CGI Sheet etc., | 149.13 | m² |  | 0
Sub-Total in Figures | [5 empty] | 0
Name of Work: Construction of Deep Burial Pit
1 | 2.1 | Earthwork in excavation by manual means up to a depth of 2m below the existing ground level for foundation trenches of foundations, footings…... (a) All kinds of soil | 12.82 | Cum |  | 0
2 | 2.6 | Earthwork in filling (excluding rock) in trenches, plinth, sides of foundation etc ,…........ (a) With available excavated earth | 2.43 | Cum |  | 0
3 | 2.3 | Extra over item no. 2.1 and 2.2 above for each lm depth or part thereof beyond the initial depth of 2m…. | 0.65 | Cum |  | 0
4 | 2.8 | Disposal Of surplus earth/ unserviceable material from thework site including loading and unloading completo as directed. (a)First 5 KM | 10.39 | Cum |  | 0
5 | 12.5 | Providing soling with stone/ best quality picked jhama brick, sand packed and laid to level…. (b/i) Stone soling of thickness 100mm | 7.56 | Sqm |  | 0
6 | 5.1 | Plain cement concrete works in foundation bed for footing steps, walls, brick works etc below plinth level…..........(b) 1 :3:6 | 0.76 | Cum |  | 0
7 | 8.1 | Plandom rubble masonry with hard stone in foundation and plinth including levelling up with cement concrete 1:6:12 up to plinth level with: (a) Cement mortar 1 :6 | 3.24 | Cum |  | 0
8 | 4 | Centering and shutterlng lncludlng struttlng, propplng etc. and removal of form for all heights complcte and as directed by Engineer in charge.
9 | 4.1 | Foundations, footings, bases of columns, etc. for mass concrete | 2.16 | Sqm |  | 0
10 | 4.4 | Lintels, beams, plinth beams, girders, bressumers and cantilevers | 5.4 | Sqm |  | 0
11 | 4.3 | Slabs, roofs, landings, balconies and access platform, shelves | 9.88 | Sqm |  | 0
12 | 6.11 | Supplying, fitting and fixing in position reinforcement bars up to lst floor level, conforming to relevant I.S. Code for RC.C. work…... (b)High Yield Strength Deformed bars or Tor Bars | 3.22 | Qntl |  | 0
13 | 6.1 | Providing and laying in position specified grade of reinforced cement concrete, excluding the cost Of centerjng, shuttering, finishing and reinforcement- All work up to plinth level: (b) M20 or 1 :l/2:3 | 1.55 | Cum |  | 0
14 | 7.9 | Half brick masonry with common burnt clay (non modular) 1st class bricks in foundations and in plinth: Cement mortar 1 :4 | 1.13 | Sqm |  | 0
15 | 15.2 | 15 mm cement plaster on the rough side of single or half brick wall of mix: (a)1 :4 (1 cement: 4 fine sand) | 15.4 | Sqm |  | 0
16 | 11.15 | Steel work welded in built up sections /framed work including cutting, hoisting, fixing in position and applying a priming coat Of approved steel primer using structural steel etc. as required. | 54.94 | Kg |  | 0
17 | 16.12 | Applying priming coat : With ready mixed red oxide zinc chromate primer Of approved brand and manufacture on steel galvanised iron/ steel works | 1.62 | Sqm |  | 0
18 | 16.22 | Painting Steel work with Deluxe Multi Surface Paint to give an even shade. Two or more coat applied @ 0.90 ltr/10 sqm over an under coat of primer applied @ 0.80 ltr/10 sqm ofapproved brand and manufacture | 1.62 | Sqm |  | 0
Fencing :-
19 | 2.1 | Earthwork in excavation by manual means up to a depth of 2m below the existing ground level for foundation trenches of foundations, footings…... (a) All kinds of soil | 2.4 | Cum |  | 0
20 | 12.5 | Providing soling with stone/ best quality picked jhama brick, sand packed and laid to level…. (b/i) Stone soling of thickness 100mm | 4 | Sqm |  | 0
21 | 5.1 | Plain cement concrete works in foundation bed for footing steps, walls, brick works etc below plinth level…..........(b) 1 :3:6 | 0.98 | Cum |  | 0
22 | 4 | Centering and shutterlng lncludlng struttlng, propplng etc. and removal of form for all heights complcte and as directed by Engineer in charge.
23 | 4.1 | Foundations, footings, bases of columns, etc. for mass concrete | 10.88 | Sqm |  | 0
24 | 19.11 | Providing and fixing G.I. chain link fabric fencing of required width in mesh size 25x25 mm made Of G.I. wire of dia. 3 mm including strengthening with 2 mm dia. wire or nuts, bolts and washers as required complcte as per the direction Of Engineer-in-charge. | 16 | Sqm |  | 0
25 | 11.15 | Steel work welded in built up sections/framed work including cutting, hoisting, fixing in position and applying a priming coat Of approved steel primer using structural steel etc. as required. | 134.89 | Kg |  | 0
26 | 16.12 | Applying priming coat : With ready mixed red oxide zinc chromate primer Of approved brand and manufacture on steel galvanised iron/ steel works | 32 | Sqm |  | 0
27 | 16.22 | Painting Steel work with Deluxe Multi Surface Paint to give an even shade. Two or more coat applied @ 0.90 ltr/10 sqm over an under coat of primer applied @ 0.80 ltr/10 sqm ofapproved brand and manufacture | 32 | Sqm |  | 0
Sub-Total in Figures | [5 empty] | 0
Name of Work: Construction of Sharp Pit
1 | 2.1 | Earthwork in excavation by manual means up to a depth of 2m below the existing ground level for foundation trenches of foundations, footings…... (a) All kinds of soil | 21.54 | Cum |  | 0
2 | 2.6 | Earthwork in filling (excluding rock) in trenches, plinth, sides of foundation etc ,…........ (a) With available excavated earth | 5.04 | Cum |  | 0
3 | 2.3 | Extra over item no. 2.1 and 2.2 above for each lm depth or part thereof beyond the initial depth of 2m…. | 2.81 | Cum |  | 0
4 | 2.8 | Disposal Of surplus earth/ unserviceable material from thework site including loading and unloading completo as directed. (a)First 5 KM | 16.5 | Cum |  | 0
5 | 12.5 | Providing soling with stone/ best quality picked jhama brick, sand packed and laid to level…. (b/i) Stone soling of thickness 100mm | 8.18 | Sqm |  | 0
6 | 5.1 | Plain cement concrete works in foundation bed for footing steps, walls, brick works etc below plinth level…..........(b) 1 :3:6 | 0.82 | Cum |  | 0
7 | 4 | Centering and shutterlng lncludlng struttlng, propplng etc. and removal of form for all heights complcte and as directed by Engineer in charge.
| 4.1 | Foundations, footings, bases of columns, etc. for mass concrete | 1.14 | Sqm |  | 0
| 4.4 | Lintels, beams, plinth beams, girders, bressumers and cantilevers | 1.6 | Sqm |  | 0
| 4.3 | Slabs, roofs, landings, balconies and access platform, shelves | 8.14 | Sqm |  | 0
8 | 6.11 | Supplying, fitting and fixing in position reinforcement bars up to lst floor level, conforming to relevant I.S. Code for RC.C. work…... (b)High Yield Strength Deformed bars or Tor Bars | 0.93 | Qntl |  | 0
9 | 6.1 | Providing and laying in position specified grade of reinforced cement concrete, excluding the cost Of centerjng, shuttering, finishing and reinforcement- All work up to plinth level: (b) M20 or 1 :l/2:3 | 0.89 | Cum |  | 0
10 | 7.2 | Brick work with common burnt clay modular lst class bricks in foundation and in plinth: | 5.79 | Cum |  | 0
11 | 15.2 | 15 mm cement plaster on the rough side of single or half brick wall of mix: (a)1 :4 (1 cement: 4 fine sand) | 45.06 | Sqm |  | 0
12 | 11.16 | Providing and fixing hand rail of approved size bywelding etc. to steel ladder railing, balcony railing, staircase railing and similar works, including applying priming coat of approvedsteel primer. (c ) G.I. pipes | 27.85 | Kg |  | 0
13 | 16.12 | Applying priming coat : With ready mixed red oxide zinc chromate primer Of approved brand and manufacture on steel galvanised iron/ steel works | 0.53 | Sqm |  | 0
18 | 16.22 | Painting Steel work with Deluxe Multi Surface Paint to give an even shade. Two or more coat applied @ 0.90 ltr/10 sqm over an under coat of primer applied @ 0.80 ltr/10 sqm ofapproved brand and manufacture | 0.53 | Sqm |  | 0
Fencing :-
19 | 2.1 | Earthwork in excavation by manual means up to a depth of 2m below the existing ground level for foundation trenches of foundations, footings…... (a) All kinds of soil | 2.4 | Cum |  | 0
20 | 12.5 | Providing soling with stone/ best quality picked jhama brick, sand packed and laid to level…. (b/i) Stone soling of thickness 100mm | 4 | Sqm |  | 0
21 | 5.1 | Plain cement concrete works in foundation bed for footing steps, walls, brick works etc below plinth level…..........(b) 1 :3:6 | 0.98 | Cum |  | 0
22 | 4 | Centering and shutterlng lncludlng struttlng, propplng etc. and removal of form for all heights complcte and as directed by Engineer in charge.
23 | 4.1 | Foundations, footings, bases of columns, etc. for mass concrete | 10.88 | Sqm |  | 0
24 | 19.11 | Providing and fixing G.I. chain link fabric fencing of required width in mesh size 25x25 mm made Of G.I. wire of dia. 3 mm including strengthening with 2 mm dia. wire or nuts, bolts and washers as required complcte as per the direction Of Engineer-in-charge. | 16 | Sqm |  | 0
25 | 11.15 | Steel work welded in built up sections/framed work including cutting, hoisting, fixing in position and applying a priming coat Of approved steel primer using structural steel etc. as required. | 134.5 | Kg |  | 0
26 | 16.12 | Applying priming coat : With ready mixed red oxide zinc chromate primer Of approved brand and manufacture on steel galvanised iron/ steel works | 32 | Sqm |  | 0
27 | 16.22 | Painting Steel work with Deluxe Multi Surface Paint to give an even shade. Two or more coat applied @ 0.90 ltr/10 sqm over an under coat of primer applied @ 0.80 ltr/10 sqm ofapproved brand and manufacture | 32 | Sqm |  | 0
Sub-Total in Figures | [5 empty] | 0
Total in Figures | [5 empty] | 0

## Pala (hidden)
Sl.No | Item No. | Description of Items (With brief specification and reference to book of specification) | Quantity | Unit | Rates in INR (in figure) | Amount in INR
Name of Health Facilities: Pala Sub-Centre
Name of Work: Improvement of Sub-Centre Building
1 | 10.1 | Providing wood work in frames (Chowkats) of doors etc., (c) With lst class Local wood (i) Pooma/ Hollock/ Gamari/ | 0.61 | m³ |  | 0
2 | 10.5 | Providing fitting and fixing full panelled doors etc. (a) with 1st class local wood (i) (i) 35 mm thick shutters | 18.48 | m² |  | 0
3 | 10.11 | Providing fitting & fixing fully glazed window etc., (c) With lst class Local wood (i) 35 mm thick | 13.8 | m² |  | 0
4 | 6.11 | Supplying fitting & fixing in position reinforcement bars (c) Thermo-Mechanically Treated bars | 0.82 | Qntl |  | 0
5 | 15.2 | 15 mm cement plaster on the rough side of single or half brick wall of mix: 1 :4 (1 cement: 4 fine sand) | 50.79 | m² |  | 0
6 | 12.3 | plain cement concrete apron in prop 1:4:8 with 20 mm down graded coarse aggregate (b) 50 mm thick | 120 | sqm |  | 0
7 | 11.19 | Providing & fixing glass panes with putty…. (a) 4.O mm thick glass panes | 2.45 | m² |  | 0
8 | 16.13 | Applying priming coats with primer Of approved brand….(i)With ready mixed pink or grey primer on wood work | 57.2 | m² |  | 0
9 | 16.22 | (b)Painting wood work with Deluxe Mufti Surface Paint of required shade | 57.2 | m² |  | 0
10 | 15.2 | 15 mm cement plaster on the rough side of single or half brick wall of mix: 1 :4 (1 cement: 4 fine sand) | 44.22 | m² |  | 0
11 | 16.16 | Finishing walls with Acrylic smooth exterior paint of required shade, including scaffolding | 180.34 | m² |  | 0
12 | 16.6 | Distempering with dry distemper of approved brand etc., | 324.93 | m² |  | 0
13 | 16.22 | Painting two coats (excluding priming coat) on wood base etc (a) Surface over 100mm in width or grith. (ii) High gloss | 53.56 | m² |  | 0
14 | 16.25 | painting one coat on old CGI Sheet etc., | 149.13 | m² |  | 0
Sub-Total in Figures | [5 empty] | 0
Name of Work: Construction of Deep Burial Pit
1 | 2.1 | Earthwork in excavation by manual means up to a depth of 2m below the existing ground level for foundation trenches of foundations, footings…... (a) All kinds of soil | 12.82 | Cum |  | 0
2 | 2.6 | Earthwork in filling (excluding rock) in trenches, plinth, sides of foundation etc ,…........ (a) With available excavated earth | 2.43 | Cum |  | 0
3 | 2.3 | Extra over item no. 2.1 and 2.2 above for each lm depth or part thereof beyond the initial depth of 2m…. | 0.65 | Cum |  | 0
4 | 2.8 | Disposal Of surplus earth/ unserviceable material from thework site including loading and unloading completo as directed. (a)First 5 KM | 10.39 | Cum |  | 0
5 | 12.5 | Providing soling with stone/ best quality picked jhama brick, sand packed and laid to level…. (b/i) Stone soling of thickness 100mm | 7.56 | Sqm |  | 0
6 | 5.1 | Plain cement concrete works in foundation bed for footing steps, walls, brick works etc below plinth level…..........(b) 1 :3:6 | 0.76 | Cum |  | 0
7 | 8.1 | Plandom rubble masonry with hard stone in foundation and plinth including levelling up with cement concrete 1:6:12 up to plinth level with: (a) Cement mortar 1 :6 | 3.24 | Cum |  | 0
8 | 4 | Centering and shutterlng lncludlng struttlng, propplng etc. and removal of form for all heights complcte and as directed by Engineer in charge.
9 | 4.1 | Foundations, footings, bases of columns, etc. for mass concrete | 2.16 | Sqm |  | 0
10 | 4.4 | Lintels, beams, plinth beams, girders, bressumers and cantilevers | 5.4 | Sqm |  | 0
11 | 4.3 | Slabs, roofs, landings, balconies and access platform, shelves | 9.88 | Sqm |  | 0
12 | 6.11 | Supplying, fitting and fixing in position reinforcement bars up to lst floor level, conforming to relevant I.S. Code for RC.C. work…... (b)High Yield Strength Deformed bars or Tor Bars | 3.22 | Qntl |  | 0
13 | 6.1 | Providing and laying in position specified grade of reinforced cement concrete, excluding the cost Of centerjng, shuttering, finishing and reinforcement- All work up to plinth level: (b) M20 or 1 :l/2:3 | 1.55 | Cum |  | 0
14 | 7.9 | Half brick masonry with common burnt clay (non modular) 1st class bricks in foundations and in plinth: Cement mortar 1 :4 | 1.13 | Sqm |  | 0
15 | 15.2 | 15 mm cement plaster on the rough side of single or half brick wall of mix: (a)1 :4 (1 cement: 4 fine sand) | 15.4 | Sqm |  | 0
16 | 11.15 | Steel work welded in built up sections /framed work including cutting, hoisting, fixing in position and applying a priming coat Of approved steel primer using structural steel etc. as required. | 54.94 | Kg |  | 0
17 | 16.12 | Applying priming coat : With ready mixed red oxide zinc chromate primer Of approved brand and manufacture on steel galvanised iron/ steel works | 1.62 | Sqm |  | 0
18 | 16.22 | Painting Steel work with Deluxe Multi Surface Paint to give an even shade. Two or more coat applied @ 0.90 ltr/10 sqm over an under coat of primer applied @ 0.80 ltr/10 sqm ofapproved brand and manufacture | 1.62 | Sqm |  | 0
Fencing :-
19 | 2.1 | Earthwork in excavation by manual means up to a depth of 2m below the existing ground level for foundation trenches of foundations, footings…... (a) All kinds of soil | 2.4 | Cum |  | 0
20 | 12.5 | Providing soling with stone/ best quality picked jhama brick, sand packed and laid to level…. (b/i) Stone soling of thickness 100mm | 4 | Sqm |  | 0
21 | 5.1 | Plain cement concrete works in foundation bed for footing steps, walls, brick works etc below plinth level…..........(b) 1 :3:6 | 0.98 | Cum |  | 0
22 | 4 | Centering and shutterlng lncludlng struttlng, propplng etc. and removal of form for all heights complcte and as directed by Engineer in charge.
23 | 4.1 | Foundations, footings, bases of columns, etc. for mass concrete | 10.88 | Sqm |  | 0
24 | 19.11 | Providing and fixing G.I. chain link fabric fencing of required width in mesh size 25x25 mm made Of G.I. wire of dia. 3 mm including strengthening with 2 mm dia. wire or nuts, bolts and washers as required complcte as per the direction Of Engineer-in-charge. | 16 | Sqm |  | 0
25 | 11.15 | Steel work welded in built up sections/framed work including cutting, hoisting, fixing in position and applying a priming coat Of approved steel primer using structural steel etc. as required. | 134.89 | Kg |  | 0
26 | 16.12 | Applying priming coat : With ready mixed red oxide zinc chromate primer Of approved brand and manufacture on steel galvanised iron/ steel works | 32 | Sqm |  | 0
27 | 16.22 | Painting Steel work with Deluxe Multi Surface Paint to give an even shade. Two or more coat applied @ 0.90 ltr/10 sqm over an under coat of primer applied @ 0.80 ltr/10 sqm ofapproved brand and manufacture | 32 | Sqm |  | 0
Sub-Total in Figures | [5 empty] | 0
Name of Work: Construction of Sharp Pit
1 | 2.1 | Earthwork in excavation by manual means up to a depth of 2m below the existing ground level for foundation trenches of foundations, footings…... (a) All kinds of soil | 9.19 | Cum |  | 0
2 | 2.6 | Earthwork in filling (excluding rock) in trenches, plinth, sides of foundation etc ,…........ (a) With available excavated earth | 2.81 | Cum |  | 0
4 | 2.8 | Disposal Of surplus earth/ unserviceable material from thework site including loading and unloading completo as directed. (a)First 5 KM | 6.38 | Cum |  | 0
5 | 12.5 | Providing soling with stone/ best quality picked jhama brick, sand packed and laid to level…. (b/i) Stone soling of thickness 100mm | 4.24 | Sqm |  | 0
6 | 5.1 | Plain cement concrete works in foundation bed for footing steps, walls, brick works etc below plinth level…..........(b) 1 :3:6 | 0.42 | Cum |  | 0
7 | 4 | Centering and shutterlng lncludlng struttlng, propplng etc. and removal of form for all heights complcte and as directed by Engineer in charge.
| 4.1 | Foundations, footings, bases of columns, etc. for mass concrete | 0.82 | Sqm |  | 0
| 4.4 | Lintels, beams, plinth beams, girders, bressumers and cantilevers | 1.12 | Sqm |  | 0
| 4.3 | Slabs, roofs, landings, balconies and access platform, shelves | 4.2 | Sqm |  | 0
8 | 6.11 | Supplying, fitting and fixing in position reinforcement bars up to lst floor level, conforming to relevant I.S. Code for RC.C. work…... (b)High Yield Strength Deformed bars or Tor Bars | 0.51 | Qntl |  | 0
9 | 6.1 | Providing and laying in position specified grade of reinforced cement concrete, excluding the cost Of centerjng, shuttering, finishing and reinforcement- All work up to plinth level: (b) M20 or 1 :l/2:3 | 0.48 | Cum |  | 0
10 | 7.2 | Brick work with common burnt clay modular lst class bricks in foundation and in plinth: | 3.2 | Cum |  | 0
11 | 15.2 | 15 mm cement plaster on the rough side of single or half brick wall of mix: (a)1 :4 (1 cement: 4 fine sand) | 23.28 | Sqm |  | 0
12 | 11.16 | Providing and fixing hand rail of approved size bywelding etc. to steel ladder railing, balcony railing, staircase railing and similar works, including applying priming coat of approvedsteel primer. (c ) G.I. pipes | 27.85 | Kg |  | 0
13 | 16.12 | Applying priming coat : With ready mixed red oxide zinc chromate primer Of approved brand and manufacture on steel galvanised iron/ steel works | 0.53 | Sqm |  | 0
18 | 16.22 | Painting Steel work with Deluxe Multi Surface Paint to give an even shade. Two or more coat applied @ 0.90 ltr/10 sqm over an under coat of primer applied @ 0.80 ltr/10 sqm ofapproved brand and manufacture | 0.53 | Sqm |  | 0
Fencing :-
19 | 2.1 | Earthwork in excavation by manual means up to a depth of 2m below the existing ground level for foundation trenches of foundations, footings…... (a) All kinds of soil | 2.4 | Cum |  | 0
20 | 12.5 | Providing soling with stone/ best quality picked jhama brick, sand packed and laid to level…. (b/i) Stone soling of thickness 100mm | 4 | Sqm |  | 0
21 | 5.1 | Plain cement concrete works in foundation bed for footing steps, walls, brick works etc below plinth level…..........(b) 1 :3:6 | 0.98 | Cum |  | 0
22 | 4 | Centering and shutterlng lncludlng struttlng, propplng etc. and removal of form for all heights complcte and as directed by Engineer in charge.
23 | 4.1 | Foundations, footings, bases of columns, etc. for mass concrete | 10.88 | Sqm |  | 0
24 | 19.11 | Providing and fixing G.I. chain link fabric fencing of required width in mesh size 25x25 mm made Of G.I. wire of dia. 3 mm including strengthening with 2 mm dia. wire or nuts, bolts and washers as required complcte as per the direction Of Engineer-in-charge. | 16 | Sqm |  | 0
25 | 11.15 | Steel work welded in built up sections/framed work including cutting, hoisting, fixing in position and applying a priming coat Of approved steel primer using structural steel etc. as required. | 134.5 | Kg |  | 0
26 | 16.12 | Applying priming coat : With ready mixed red oxide zinc chromate primer Of approved brand and manufacture on steel galvanised iron/ steel works | 32 | Sqm |  | 0
27 | 16.22 | Painting Steel work with Deluxe Multi Surface Paint to give an even shade. Two or more coat applied @ 0.90 ltr/10 sqm over an under coat of primer applied @ 0.80 ltr/10 sqm ofapproved brand and manufacture | 32 | Sqm |  | 0
Sub-Total in Figures | [5 empty] | 0
Total in Figures | [5 empty] | 0

## Jalyiah (hidden)
Sl.No | Item No. | Description of Items (With brief specification and reference to book of specification) | Quantity | Unit | Rates in INR (in figure) | Amount in INR
Name of Health Facilities: Jalyiah Sub-Centre
Name of Work: Improvement of Sub-Centre Building
1 | 15.2 | 15 mm cement plaster on the rough side of single or half brick wall of mix: 1 :4 (1 cement: 4 fine sand) | 43.14 | m² |  | 0
2 | 10.1 | Providing wood work in frames (Chowkats) of doors etc., (c) With lst class Local wood(i) | 0.12 | m³ |  | 0
3 | 10.5 | Providing fitting and fixing full panelled doors etc. (a) with 1st class local wood (i) (i) 35 mm thick shutters | 5.6 | m² |  | 0
4 | 11.22 | Providing, fitting and fixing steel windows (including ventilators) of standard rolled steel sections as per relevant I.S. Code., | 6.8 | m² |  | 0
5 | 16.12 | Providing priming coat over new wood and wood base surface etc | 18.38 | m² |  | 0
6 | 16.12 | Applying priming coat over new steel and other metal surface etc., | 11.36 | m² |  | 0
7 | 11.19 | Providing & fixing glass panes with putty…. (a) 4.O mm thick glass panes | 2.45 | m² |  | 0
8 | 12.3 | plain cement concrete apron in prop 1:4:8 with 20 mm down graded coarse aggregate (b) 50 mm thick | 94.04 | m² |  | 0
9 | 16.22 | (b)Painting wood work with Deluxe Mufti Surface Paint of required shade | 53.56 | m² |  | 0
10 | 16.22 | (c)Painting Steel work with Deluxe Multi Surface Paint to give an even shade | 14.69 | m² |  | 0
11 | 16.6 | Distempering with dry distemper of approved brand etc., | 287.95 | m² |  | 0
12 | 16.16 | Finishing walls with Acrylic smooth exterior paint of required shade, including scaffolding | 114.47 | m² |  | 0
13 | 18.1 | Demolishing plain cement concrete including disposal of debris as directed for all level (a) | 3.26 | m² |  | 0
14 | 25.13 | Grading roof ., (c) In CM 1:4 | 4.92 | m² |  | 0
15 | 21.1 | Providing and fixing Chlorinated Polyvinyl Chloride (CPVC) pipes, including all CPVC fittings. Complete...(ix) 100mm diameter | 20 | m |  | 0
Sub-Total in Figures | [5 empty] | 0
Name of Work: Construction of Deep Burial Pit
1 | 2.1 | Earthwork in excavation by manual means up to a depth of 2m below the existing ground level for foundation trenches of foundations, footings…... (a) All kinds of soil | 12.82 | Cum |  | 0
2 | 2.6 | Earthwork in filling (excluding rock) in trenches, plinth, sides of foundation etc ,…........ (a) With available excavated earth | 2.43 | Cum |  | 0
3 | 2.3 | Extra over item no. 2.1 and 2.2 above for each lm depth or part thereof beyond the initial depth of 2m…. | 0.65 | Cum |  | 0
4 | 2.8 | Disposal Of surplus earth/ unserviceable material from thework site including loading and unloading completo as directed. (a)First 5 KM | 10.39 | Cum |  | 0
5 | 12.5 | Providing soling with stone/ best quality picked jhama brick, sand packed and laid to level…. (b/i) Stone soling of thickness 100mm | 7.56 | Sqm |  | 0
6 | 5.1 | Plain cement concrete works in foundation bed for footing steps, walls, brick works etc below plinth level…..........(b) 1 :3:6 | 0.76 | Cum |  | 0
7 | 8.1 | Plandom rubble masonry with hard stone in foundation and plinth including levelling up with cement concrete 1:6:12 up to plinth level with: (a) Cement mortar 1 :6 | 3.24 | Cum |  | 0
8 | 4 | Centering and shutterlng lncludlng struttlng, propplng etc. and removal of form for all heights complcte and as directed by Engineer in charge.
9 | 4.1 | Foundations, footings, bases of columns, etc. for mass concrete | 2.16 | Sqm |  | 0
10 | 4.4 | Lintels, beams, plinth beams, girders, bressumers and cantilevers | 5.4 | Sqm |  | 0
11 | 4.3 | Slabs, roofs, landings, balconies and access platform, shelves | 9.88 | Sqm |  | 0
12 | 6.11 | Supplying, fitting and fixing in position reinforcement bars up to lst floor level, conforming to relevant I.S. Code for RC.C. work…... (b)High Yield Strength Deformed bars or Tor Bars | 3.22 | Qntl |  | 0
13 | 6.1 | Providing and laying in position specified grade of reinforced cement concrete, excluding the cost Of centerjng, shuttering, finishing and reinforcement- All work up to plinth level: (b) M20 or 1 :l/2:3 | 1.55 | Cum |  | 0
14 | 7.9 | Half brick masonry with common burnt clay (non modular) 1st class bricks in foundations and in plinth: Cement mortar 1 :4 | 1.13 | Sqm |  | 0
15 | 15.2 | 15 mm cement plaster on the rough side of single or half brick wall of mix: (a)1 :4 (1 cement: 4 fine sand) | 15.4 | Sqm |  | 0
16 | 11.15 | Steel work welded in built up sections /framed work including cutting, hoisting, fixing in position and applying a priming coat Of approved steel primer using structural steel etc. as required. | 54.94 | Kg |  | 0
17 | 16.12 | Applying priming coat : With ready mixed red oxide zinc chromate primer Of approved brand and manufacture on steel galvanised iron/ steel works | 1.62 | Sqm |  | 0
18 | 16.22 | Painting Steel work with Deluxe Multi Surface Paint to give an even shade. Two or more coat applied @ 0.90 ltr/10 sqm over an under coat of primer applied @ 0.80 ltr/10 sqm ofapproved brand and manufacture | 1.62 | Sqm |  | 0
Fencing :-
19 | 2.1 | Earthwork in excavation by manual means up to a depth of 2m below the existing ground level for foundation trenches of foundations, footings…... (a) All kinds of soil | 2.4 | Cum |  | 0
20 | 12.5 | Providing soling with stone/ best quality picked jhama brick, sand packed and laid to level…. (b/i) Stone soling of thickness 100mm | 4 | Sqm |  | 0
21 | 5.1 | Plain cement concrete works in foundation bed for footing steps, walls, brick works etc below plinth level…..........(b) 1 :3:6 | 0.98 | Cum |  | 0
22 | 4 | Centering and shutterlng lncludlng struttlng, propplng etc. and removal of form for all heights complcte and as directed by Engineer in charge.
23 | 4.1 | Foundations, footings, bases of columns, etc. for mass concrete | 10.88 | Sqm |  | 0
24 | 19.11 | Providing and fixing G.I. chain link fabric fencing of required width in mesh size 25x25 mm made Of G.I. wire of dia. 3 mm including strengthening with 2 mm dia. wire or nuts, bolts and washers as required complcte as per the direction Of Engineer-in-charge. | 16 | Sqm |  | 0
25 | 11.15 | Steel work welded in built up sections/framed work including cutting, hoisting, fixing in position and applying a priming coat Of approved steel primer using structural steel etc. as required. | 134.89 | Kg |  | 0
26 | 16.12 | Applying priming coat : With ready mixed red oxide zinc chromate primer Of approved brand and manufacture on steel galvanised iron/ steel works | 32 | Sqm |  | 0
27 | 16.22 | Painting Steel work with Deluxe Multi Surface Paint to give an even shade. Two or more coat applied @ 0.90 ltr/10 sqm over an under coat of primer applied @ 0.80 ltr/10 sqm ofapproved brand and manufacture | 32 | Sqm |  | 0
Sub-Total in Figures | [5 empty] | 0
Name of Work: Construction of Sharp Pit
1 | 2.1 | Earthwork in excavation by manual means up to a depth of 2m below the existing ground level for foundation trenches of foundations, footings…... (a) All kinds of soil | 16.27 | Cum |  | 0
2 | 2.6 | Earthwork in filling (excluding rock) in trenches, plinth, sides of foundation etc ,…........ (a) With available excavated earth | 4.32 | Cum |  | 0
3 | 2.3 | Extra over item no. 2.1 and 2.2 above for each lm depth or part thereof beyond the initial depth of 2m…. | 2.12 | Cum |  | 0
4 | 2.8 | Disposal Of surplus earth/ unserviceable material from thework site including loading and unloading completo as directed. (a)First 5 KM | 11.95 | Cum |  | 0
5 | 12.5 | Providing soling with stone/ best quality picked jhama brick, sand packed and laid to level…. (b/i) Stone soling of thickness 100mm | 6.05 | Sqm |  | 0
6 | 5.1 | Plain cement concrete works in foundation bed for footing steps, walls, brick works etc below plinth level…..........(b) 1 :3:6 | 0.61 | Cum |  | 0
7 | 4 | Centering and shutterlng lncludlng struttlng, propplng etc. and removal of form for all heights complcte and as directed by Engineer in charge.
| 4.1 | Foundations, footings, bases of columns, etc. for mass concrete | 0.98 | Sqm |  | 0
| 4.4 | Lintels, beams, plinth beams, girders, bressumers and cantilevers | 1.36 | Sqm |  | 0
| 4.3 | Slabs, roofs, landings, balconies and access platform, shelves | 6.01 | Sqm |  | 0
8 | 6.11 | Supplying, fitting and fixing in position reinforcement bars up to lst floor level, conforming to relevant I.S. Code for RC.C. work…... (b)High Yield Strength Deformed bars or Tor Bars | 0.73 | Qntl |  | 0
9 | 6.1 | Providing and laying in position specified grade of reinforced cement concrete, excluding the cost Of centerjng, shuttering, finishing and reinforcement- All work up to plinth level: (b) M20 or 1 :l/2:3 | 0.67 | Cum |  | 0
10 | 7.2 | Brick work with common burnt clay modular lst class bricks in foundation and in plinth: | 4.87 | Cum |  | 0
11 | 15.2 | 15 mm cement plaster on the rough side of single or half brick wall of mix: (a)1 :4 (1 cement: 4 fine sand) | 35.09 | Sqm |  | 0
12 | 11.16 | Providing and fixing hand rail of approved size bywelding etc. to steel ladder railing, balcony railing, staircase railing and similar works, including applying priming coat of approvedsteel primer. (c ) G.I. pipes | 27.85 | Kg |  | 0
13 | 16.12 | Applying priming coat : With ready mixed red oxide zinc chromate primer Of approved brand and manufacture on steel galvanised iron/ steel works | 0.53 | Sqm |  | 0
18 | 16.22 | Painting Steel work with Deluxe Multi Surface Paint to give an even shade. Two or more coat applied @ 0.90 ltr/10 sqm over an under coat of primer applied @ 0.80 ltr/10 sqm ofapproved brand and manufacture | 0.53 | Sqm |  | 0
Fencing :-
19 | 2.1 | Earthwork in excavation by manual means up to a depth of 2m below the existing ground level for foundation trenches of foundations, footings…... (a) All kinds of soil | 2.4 | Cum |  | 0
20 | 12.5 | Providing soling with stone/ best quality picked jhama brick, sand packed and laid to level…. (b/i) Stone soling of thickness 100mm | 4 | Sqm |  | 0
21 | 5.1 | Plain cement concrete works in foundation bed for footing steps, walls, brick works etc below plinth level…..........(b) 1 :3:6 | 0.98 | Cum |  | 0
22 | 4 | Centering and shutterlng lncludlng struttlng, propplng etc. and removal of form for all heights complcte and as directed by Engineer in charge.
23 | 4.1 | Foundations, footings, bases of columns, etc. for mass concrete | 10.88 | Sqm |  | 0
24 | 19.11 | Providing and fixing G.I. chain link fabric fencing of required width in mesh size 25x25 mm made Of G.I. wire of dia. 3 mm including strengthening with 2 mm dia. wire or nuts, bolts and washers as required complcte as per the direction Of Engineer-in-charge. | 16 | Sqm |  | 0
25 | 11.15 | Steel work welded in built up sections/framed work including cutting, hoisting, fixing in position and applying a priming coat Of approved steel primer using structural steel etc. as required. | 134.89 | Kg |  | 0
26 | 16.12 | Applying priming coat : With ready mixed red oxide zinc chromate primer Of approved brand and manufacture on steel galvanised iron/ steel works | 32 | Sqm |  | 0
27 | 16.22 | Painting Steel work with Deluxe Multi Surface Paint to give an even shade. Two or more coat applied @ 0.90 ltr/10 sqm over an under coat of primer applied @ 0.80 ltr/10 sqm ofapproved brand and manufacture | 32 | Sqm |  | 0
Sub-Total in Figures | [5 empty] | 0
Name of Work: Construction Labour Room including Internal Water Supply and Inetrnal Electrification, and Septic Tank
1 | 2.1 | Earthwork in excavation by manual means up to a depth of 2m below the existing ground level….... (a) All kinds of soil | 50.67 | Cum |  | 0
2 | 2.6 | Earthwork in filling (excluding rock) in trenches, plinth, sides of foundation,…......... (a) With available excavated earth | 40.67 | Cum |  | 0
3 | 2.9 | Earth work in excavation by manuav mechanical means(Hydraulic excavator) over areas…........... (a)All kinds of soil | 70.52 | Cum |  | 0
4 | 2.8 | Disposal Of surplus earth/ unserviceable material from thework site including loading and unloading complete ….... (a)First 5 KM | 80.52 | Cum |  | 0
5 | 12.5 | Providing soling with stone/ best quality picked jhama brick, sand packed and laid to level…........ (b/i) Stone soling of thickness 100mm | 70.77 | Sqm |  | 0
6 | 5.1 | Plain cement concrete works in foundation bed for footing steps, walls, brick works etc below plinth level…................. (b) 1 :3:6 | 7.08 | Cum |  | 0
7 | 8.1 | Plandom rubble masonry with hard stone in foundation and plinth including levelling up with cement concrete 1:6:12…............. (a) Cement mortar 1 :6 | 7.69 | Cum |  | 0
8 | 4 | Centering and shuttering lncludlng strutting, propplng etc. and removal of form for all heights complete
|  | (4.1) Foundations, footings, bases of columns, etc. for mass concrete | 19.92 | Sqm |  | 0
|  | (4.4)Lintels, beams, plinth beams, girders, bressumers and cantilevers | 48.88 | Sqm |  | 0
|  | (4.5)Columns, Pillars, Piers, Abutments, Posts and struts | 25.2 | Sqm |  | 0
|  | (4.3)Slabs, roofs, landings, balconies and access platform, shelves | 56.45 | Sqm |  | 0
9 | 6.11 | Supplying, fitting and fixing in position reinforcement bars up to lst floor level, conforming to relevant I.S. Code for R.C.C. work…..... (b)High Yield Strength Deformed bars or Tor Bars | 24.04 | Qntl |  | 0
10 | 6.1 | Providing and laying in position specified grade of reinforced cement concrete,….......... (b) M20 or 1 :l/2:3 | 12.31 | Cum |  | 0
11 | 6.2 | Reinforced cement concrete work in walls (any thickness), including attached pilasters, buttresses, fillets, columns,pillars, posts and struts etc. above plinth level up to first floor level…...................... (b) M20 or 1 :l/2:3 | 9.9 | Cum |  | 0
12 | 12.2 | Providing and laying damp proof course with cement concretein prop 1 :11/2:3…....... (b)25mm thick | 7.11 | Sqm |  | 0
13 | 12.8 | Cement concrcte floor topping 1:1:2 (1 cement: 1 coarsesand: 2 stone aggregate) finished with a floating coat of neat cement, including cement slurry, complete. (b)20mm thick | 51.87 | Sqm |  | 0
14 | 7.1 | Half brick masonry with common burnt clay (non modular) lst class bricks in superstructure above plinth level up to first floor level,. (b) Cement mortar 1 :4 | 89.13 | Sqm |  | 0
15 | 7.2 | Brick work with common burnt clay modular lst class bricks in foundation and in plinth: (b)Cement Mortar 1 :6 | 0.28 | Cum |  | 0
16 | 15.2 | 15 mm cement plaster on the rough side of single or half brick wall of mix: (a)1 :4 (1 cement: 4 fine sand) | 243.19 | Sqm |  | 0
17 | 16.11 | Applying one coat of water thinnable cement primer of approved brand and manufacture on surfaces: Water thinnable cement primer | 243.19 | Sqm |  | 0
18 | 16.17 | Finishing walls with Premium Acrylic Smooth exterior paintwith Silicone additives of required shade, including scaffolding: New work ITwo or more coats | 114.29 | Sqm |  | 0
19 | 16.6 | Distempering with dry distemper of approved brand and manufacture (two or more coats) of required shade on new work…........ | 128.9 | Sqm |  | 0
20 | 12.41 | Providing and laying vitrified floor tiles in different sizes and conforming to ls:15622, of approved make, in all colours and shades laid on 20 mm thick cement mortar 1:4 (b) Size of tile 600x600 mm | 35.32 | Sqm |  | 0
21 | 9.27 | Providing polished VITRIFIED wall tiles of approved quality, size, shape and thickness not less than 8 mm on walls and skirting over cement mortar bed 10 mm thick in prop.1:3…... (b) Premium range | 65.57 | Sqm |  | 0
22 | 10.1 | Providing wood work in frames Of doors, windows, clerestory windows and other frames…. (c) With lst class Local wood (i) Pooma/ Hollock/ Gamari/ | 0.14 | Cum |  | 0
23 | 10.5 | Providing and fixing panelled or panelled and glazed shutters for doors, windows and clerestory windows ….. (c) With lst class Local wood Pooma/ Hollock/ Gamari/ and the like (i) 35 mm thick shutters | 5.04 | Sqm |  | 0
24 | 16.12 | Applying priming coat: (a)With ready mked pink or Grey primer Of approved brand and manufacture on wood work (hard and soft wood) | 6.44 | Sqm |  | 0
25 | 16.22 | Finishing with Deluxe Multi surface paint system for interiors and exteriors….....(b)Painting wood work with Deluxe Mufti Surface Paint of required shade. Two or more coats | 6.44 | Sqm |  | 0
26 | 24.1 | Providing and fixing aluminium work for doors, windows, ventilators and partitions with extruded built up standard tubular sections/appropriate Z sections and other sections of approved make…...... (a) For fixed portion (i)Anodised aluminium | 101.85 | Kg |  | 0
27 | 24.2 | Providing and fixing 12 mm thick pre-laminated particle board flat pressed three layer or graded wood particle board, in panelling fixed in aluminium doors, windows shutters and partition (b)Pre-laminated particle board with decorative lamination on both sides | 28.81 | Sqm |  | 0
28 | 24.3 | Providing and fixing glazing in aluminium door. window, ventilator shutters and partitions etc…. (b)With float glass panes of 4.0 mm thickness | 11.1 | Sqm |  | 0
29 | 24.4 | Providing and fixing double action hydraulic floor spring of approved brand and manufacture,…...... a) With stainless steel cover plate minimum 1.25 mm thickness | 3 | Each |  | 0
30 | 24.12 | Providing and fixing aluminium tubular handle bar 32 mm outer dia, 3.0 mm thick & 2100 mm long with SS screws etc. . (a)Anodized (AC 15) aluminium tubular handle bar | 6 | Each |  | 0
31 | 24.13 | Providing and fixing Brass 100 mm mortise latch and lock with 6 levers without pair of handles (best make of approved quality) for aluminium doors including necessary cutting and making good etc. complete. | 12 | Each |  | 0
32 | 11.22 | Providing, fitting and fixing steel windows (including ventilators) of standard rolled steel sections as per relevant I.S. Code,…........ (a) Openable | 6.84 | Sqm |  | 0
33 | 11.24 | Providing and fixing M.S. grills Of required pattern in trames Of windows, etc. with M.S. flats, square or round bars, etc…. (a)Fixed to steel windows by welding | 242.88 | Kg |  | 0
34 | 11.19 | Providing & fixing glass panes with putty and glazing clips in steel doors, windows, clerestory windows, all complete with (b) 4 mm thick | 6.84 | Sqm |  | 0
35 | 16.22 | Finishing with Deluxe Multi surface paint system for interiors and exteriors ,…(c)Painting Steel work with Deluxe Multi Surface Paint to give an even shade. Two or more coat | 9.09 | Sqm |  | 0
Plinth Protection :-
36 | 2.1 | Earthwork in excavation by manual means up to a depth of 2m below the existing ground level,….. (a) All kinds of soil | 18 | Cum |  | 0
37 | 12.4 | Making plinth protection 50mm thick of cement concrete 1:3:6(1 cement: 3 coarse sand: 6 graded stone aggregate 20 mm nominal size) over 75 mm thick bed of dry brick ballast 40 mm nominal size | 60 | Sqm |  | 0
38 | 12.5 | Providing soling with stone/ best quality picked jhama brick, sand packed and laid to level…........ (b/i) Stone soling of thickness 100mm | 50 | Sqm |  | 0
39 | 5.1 | Plain cement concrete works in foundation bed for footing steps, walls, brick works etc below plinth level…........ (b) 1 :3:6 | 3.75 | Cum |  | 0
40 | 4 | Centering and shutterlng lncludlng struttlng, propplng etc. and removal of form for all heights complcte (4.1) Foundations, footings, bases of columns, etc. for mass concrete | 20 | Sqm |  | 0
41 | 7.2 | Brick work with common burnt clay modular lst class bricks in foundation and in plinth: (b)Cement Mortar 1 :6 | 4.8 | Cum |  | 0
42 | 15.2 | 15 mm cement plaster on the rough side of single or half brick wall of mix: (a)1 :4 (1 cement: 4 fine sand) | 80 | Sqm |  | 0
Internal Sanitary and Plumbing :-
43 | 20.1 | Providing and fixing water closet squatting pan (Indian type W.C. pan) with 100 mm sand Cast Iron P or S trap, 10 litre low level white P.V.C. flushing cistern, including flush pipe…........ (a)White Vitreous china Orissa pattern W.C, pan of size 580x440 mm | 1 | Each |  | 0
44 | 20.2 | Providing and fixing a pair of white vitreous china foot rests of standard pattern for squatting pan water closet: (a)250xl 30x30 mm | 1 | Each |  | 0
45 | 20.7 | Providing and fixing wash basin with C.I. brackets, 15 mm C.P. brass pillar taps, 32 mm C.P. brass waste of standard patter,…......... (a)White Vitreous China Wash basin size 630x450 mm with a pair of 15 mm C.P. brass pillar taps | 1 | Each |  | 0
46 | 20.24 | providing and fixing G.I inlet connection for flush pipe connection with W.C Pan | 1 | Each |  | 0
47 | 20.32 | providing and fixing PVC waste pipe for sink or wash basin including PVC waste fitting complete. (a)semi-rigid pipe (ii)40mm dia | 1 | Each |  | 0
48 | 20.39 | providing and fixing soil, waste and vent pipe :- (a)100mm dia (i)sand cast iron S&S pipe as per IS:1729 | 10 | Rm |  | 0
49 | 21.16 | Providing and fixing brass bib cock of approved quality: (b) 20 mm nominal bore | 2 | Each |  | 0
50 | 21.46 | Providing and placing on terrace (at all floor levels) polyethylene water storage tank, ls:12701 marked, with cover and suitable locking arrangement,…......... (c) 1000 litre capacity | 1000 | Litre |  | 0
51 | 21.1 | Providing and fixing Chlorinated Polyvinyl Chloride (CPVC) pipes including all CPVC plain & brass threaded fittings, …....... (ix) 100mm diameter | 10 | Rm |  | 0
52 | 21.11 | Providing and fixing G.I. pipes complete with G.I. fittings and clamps, i/c cutting and making good the walls etc. Internal work - Exposed on wall (ii) 20 mm diameter nominal bore | 80 | Rm |  | 0
Internal Eletrification :-
53 | 1 | Wiring in looping system with copper PVC cable 250/440 volt grade of size 1.5 sqm of approved quality (a) Long Point (i) With Copper conductor | 10 | Each |  | 0
54 | 2 | Wiring as an item No. 1 complete to a light plug point when fixed elsewhere. (a) Long Point (i) With Copper conductor | 3 | Each |  | 0
55 | 4 | Wiring to a power plug as an item No. 1 above with 2 x 4mm (a) Long Point (i) With Copper conductor | 3 | Each |  | 0
56 | 9 | Drawing of Main and Sub- Main line with DGSD approved (b) With 2 x 4 mm² copper conductor (i) With Copper | 80 | m |  | 0
|  | (c) With 2 x 6 mm² copper conductor (i) With Copper | 120 | m |  | 0
57 | 51 | Supplying & fixing of Load Kontaket Miniature Circuit Breakers (MCBs). (b) 6 - 32 Amp SP MCB Capacity | 4 | Each |  | 0
58 | 53 | Supplying fitting & fixing of Load Kontaket Miniature Circuit Breakers Double Pole (Isolator) (b) 32 - 125 Amp TP Isolator | 1 | Each |  | 0
59 | 55 | Supplying fitting & fixing of Single opening Metal Enclosure MCB Distribution Box. (b) 4/6/8 Way | 2 | Each |  | 0
60 | 62 | Supplying fitting & fixing T5/T8/T9 etc Fluorescent tube light fitting complete | 6 | Each |  | 0
SEPTIC TANK & SOAK PIT :-
61 | 2.1 | Earthwork in excavation by manual means up to a depth of 2m below the existing ground level,…........ (a) All kinds of soil | 10.06 | Cum |  | 0
62 | 12.5 | Providing soling with stone/ best quality picked jhama brick, sand packed and laid to level…........ (b/i) Stone soling of thickness 100mm | 4.5 | Sqm |  | 0
63 | 5.1 | Plain cement concrete works in foundation bed for footing steps, walls, brick works etc below plinth level,…..... (b) 1 :3:6 | 0.45 | Cum |  | 0
64 | 4 | Centering and shutterlng lncludlng struttlng, propplng etc. and removal of form for all heights complcte,…........ (4.1) Foundations, footings, bases of columns, etc. for mass concrete | 0.9 | Sqm |  | 0
|  | (4.4)Lintels, beams, plinth beams, girders, bressumers and cantilevers | 1.08 | Sqm |  | 0
|  | (4.3)Slabs, roofs, landings, balconies and access platform, shelves | 5.4 | Sqm |  | 0
65 | 6.11 | Supplying, fitting and fixing in position reinforcement bars up to lst floor level, conforming to relevant I.S. Code for R.C.C. work.. (b)High Yield Strength Deformed bars or Tor Bars | 1.47 | Qntl |  | 0
66 | 6.1 | Providing and laying in position specified grade of reinforced cement concrete,….......... (b) M20 or 1 :l/2:3 | 1.18 | Cum |  | 0
67 | 7.2 | Brick work with common burnt clay modular lst class bricks in foundation and in plinth: (b)Cement Mortar 1 :6 | 4.69 | Cum |  | 0
68 | 15.2 | 15 mm cement plaster on the rough side of single or half brick wall of mix: (a)1 :4 (1 cement: 4 fine sand) | 45.78 | Sqm |  | 0
69 | 21.10 | Providing and fixing Chlorinated Polyvinyl Chloride (CPVC) pipe including all CPVC plain & brass threaded fittings, (ix) 100mm diameter | 9 | Rm |  | 0
70 | 22.30 | Making soak pit 2.5 in diameter 3,0 metre deep with 45x45cm dry brick honey comb shaft with bricks and S.W. drain pipe 100 mm diamcter,1.8 in long complete as per standard design. | 1 | Each |  | 0
Sub-Total in Figures | [5 empty] | 0
Total in Figures | [5 empty] | 0

## Moolamylliang (hidden)
Sl.No | Item No. | Description of Items (With brief specification and reference to book of specification) | Quantity | Unit | Rates in INR (in figure) | Amount in INR
Name of Health Facilities: Moolamylliang Sub-Centre
Name of Work: Improvement of Sub-Centre Building
1 | 18.9 | Demolishing the plastering from Wall/RCC and PCC members etct | 15 | m³ |  | 0
2 | 15.2 | 15mm thick cement plaster in single coat on fair side etc : in CM 1:4 | 164.91 | m² |  | 0
3 | 11.22 | Providing, fitting and fixing steel windows (including ventilators) of standard rolled steel sections as per relevant I.S. Code., | 10 | m² |  | 0
4 | 10.1 | Providing wood work in frames (Chowkats) of doors etc., (c) With lst class Local wood (i) Pooma/ Hollock/ Gamari/ and the like | 0.27 | m³ |  | 0
5 | 10.5 | Providing fitting and fixing full panelled doors etc. (a) with 1st class local wood (i)Pooma/ Hollock/ Gamari/ and the like (i) 35 mm thick shutters | 13 | m² |  | 0
6 | 11.19 | Providing & fixing glass panes with putty…. (a) 4.O mm thick glass panes | 3.06 | m² |  | 0
7 | 20.1. | Providing fitting and fixing viterous water closet squatting pan Indian type (a) White | 1 | No |  | 0
8 | 18.1. | Demolishing plain cement concrete including disposal of debris etc., (b) Prop 1:3:6 or richer mix | 3.26 | m³ |  | 0
9 | 25.1. | Grading roof for water proofing treatment with plain cement concrete/cement mortar etc., (b) CM 1:3 | 8.51 | m² |  | 0
10 | 21.1 | Supplying fitting and fixing UPVC pipes with all necessary fitting etc., (ix) 100mmdia | 30 | Rm |  | 0
11 | 16.12 | Providing priming coat over new wood and wood base surface etc | 38.9 | m² |  | 0
12 | 16.12 | Applying priming coat over new steel and other metal surface etc., | 14.7 | m² |  | 0
13 | 16.22 | (b)Painting wood work with Deluxe Mufti Surface Paint of required shade | 53.56 | m² |  | 0
14 | 16.22 | (c)Painting Steel work with Deluxe Multi Surface Paint to give an even shade | 14.69 | m² |  | 0
15 | 16.16 | Finishing walls with Acrylic smooth exterior paint of required shade, including scaffolding | 114.47 | m² |  | 0
16 | 16.6 | Distempering with dry distemper of approved brand etc., | 290.35 | m² |  | 0
17 | 12.5 | Providing soling with stone/ best quality picked jhama brick, sand packed and laid to level and in panel after preparing the subgrade..complete,,.b Stone soling (i) loo mm | 21.7 | m² |  | 0
18 | 12.13 | 65mm thick cement concrete floor consisting of 50mm etc., in prop 1:3:6 | 21.7 | m² |  | 0
19 | 15.2 | 15mm thick cement plaster in single coat on fair side etc : in CM 1:4 | 21.7 | m² |  | 0
20 | 12.3 | plain cement concrete apron in prop 1:4:8 with 20 mm down graded coarse aggregate (b) 50 mm thick | 65.8 | m² |  | 0
Sub-Total in Figures | [5 empty] | 0
Name of Work: Construction of Deep Burial Pit
1 | 2.1 | Earthwork in excavation by manual means up to a depth of 2m below the existing ground level for foundation trenches of foundations, footings…... (a) All kinds of soil | 15.49 | Cum |  | 0
2 | 2.6 | Earthwork in filling (excluding rock) in trenches, plinth, sides of foundation etc ,…........ (a) With available excavated earth | 2.61 | Cum |  | 0
3 | 2.3 | Extra over item no. 2.1 and 2.2 above for each lm depth or part thereof beyond the initial depth of 2m…. | 1.3 | Cum |  | 0
4 | 2.8 | Disposal Of surplus earth/ unserviceable material from thework site including loading and unloading completo as directed. (a)First 5 KM | 12.88 | Cum |  | 0
5 | 12.5 | Providing soling with stone/ best quality picked jhama brick, sand packed and laid to level…. (b/i) Stone soling of thickness 100mm | 8.12 | Sqm |  | 0
6 | 5.1 | Plain cement concrete works in foundation bed for footing steps, walls, brick works etc below plinth level…..........(b) 1 :3:6 | 0.82 | Cum |  | 0
7 | 8.1 | Plandom rubble masonry with hard stone in foundation and plinth including levelling up with cement concrete 1:6:12 up to plinth level with: (a) Cement mortar 1 :6 | 3.48 | Cum |  | 0
8 | 4 | Centering and shutterlng lncludlng struttlng, propplng etc. and removal of form for all heights complcte and as directed by Engineer in charge.
9 | 4.1 | Foundations, footings, bases of columns, etc. for mass concrete | 2.32 | Sqm |  | 0
10 | 4.4 | Lintels, beams, plinth beams, girders, bressumers and cantilevers | 5.8 | Sqm |  | 0
11 | 4.3 | Slabs, roofs, landings, balconies and access platform, shelves | 11.18 | Sqm |  | 0
12 | 6.11 | Supplying, fitting and fixing in position reinforcement bars up to lst floor level, conforming to relevant I.S. Code for RC.C. work…... (b)High Yield Strength Deformed bars or Tor Bars | 3.53 | Qntl |  | 0
13 | 6.1 | Providing and laying in position specified grade of reinforced cement concrete, excluding the cost Of centerjng, shuttering, finishing and reinforcement- All work up to plinth level: (b) M20 or 1 :l/2:3 | 1.71 | Cum |  | 0
14 | 7.9 | Half brick masonry with common burnt clay (non modular) 1st class bricks in foundations and in plinth: Cement mortar 1 :4 | 1.13 | Sqm |  | 0
15 | 15.2 | 15 mm cement plaster on the rough side of single or half brick wall of mix: (a)1 :4 (1 cement: 4 fine sand) | 17.62 | Sqm |  | 0
16 | 11.15 | Steel work welded in built up sections /framed work including cutting, hoisting, fixing in position and applying a priming coat Of approved steel primer using structural steel etc. as required. | 54.94 | Kg |  | 0
17 | 16.12 | Applying priming coat : With ready mixed red oxide zinc chromate primer Of approved brand and manufacture on steel galvanised iron/ steel works | 1.62 | Sqm |  | 0
18 | 16.22 | Painting Steel work with Deluxe Multi Surface Paint to give an even shade. Two or more coat applied @ 0.90 ltr/10 sqm over an under coat of primer applied @ 0.80 ltr/10 sqm ofapproved brand and manufacture | 1.62 | Sqm |  | 0
Fencing :-
19 | 2.1 | Earthwork in excavation by manual means up to a depth of 2m below the existing ground level for foundation trenches of foundations, footings…... (a) All kinds of soil | 2.4 | Cum |  | 0
20 | 12.5 | Providing soling with stone/ best quality picked jhama brick, sand packed and laid to level…. (b/i) Stone soling of thickness 100mm | 4 | Sqm |  | 0
21 | 5.1 | Plain cement concrete works in foundation bed for footing steps, walls, brick works etc below plinth level…..........(b) 1 :3:6 | 0.98 | Cum |  | 0
22 | 4 | Centering and shutterlng lncludlng struttlng, propplng etc. and removal of form for all heights complcte and as directed by Engineer in charge.
23 | 4.1 | Foundations, footings, bases of columns, etc. for mass concrete | 10.88 | Sqm |  | 0
24 | 19.11 | Providing and fixing G.I. chain link fabric fencing of required width in mesh size 25x25 mm made Of G.I. wire of dia. 3 mm including strengthening with 2 mm dia. wire or nuts, bolts and washers as required complcte as per the direction Of Engineer-in-charge. | 16 | Sqm |  | 0
25 | 11.15 | Steel work welded in built up sections/framed work including cutting, hoisting, fixing in position and applying a priming coat Of approved steel primer using structural steel etc. as required. | 134.89 | Kg |  | 0
26 | 16.12 | Applying priming coat : With ready mixed red oxide zinc chromate primer Of approved brand and manufacture on steel galvanised iron/ steel works | 32 | Sqm |  | 0
27 | 16.22 | Painting Steel work with Deluxe Multi Surface Paint to give an even shade. Two or more coat applied @ 0.90 ltr/10 sqm over an under coat of primer applied @ 0.80 ltr/10 sqm ofapproved brand and manufacture | 32 | Sqm |  | 0
Sub-Total in Figures | [5 empty] | 0
Name of Work: Construction of Sharp Pit
1 | 2.1 | Earthwork in excavation by manual means up to a depth of 2m below the existing ground level for foundation trenches of foundations, footings…... (a) All kinds of soil | 18 | Cum |  | 0
2 | 2.6 | Earthwork in filling (excluding rock) in trenches, plinth, sides of foundation etc ,…........ (a) With available excavated earth | 3.87 | Cum |  | 0
3 | 2.3 | Extra over item no. 2.1 and 2.2 above for each lm depth or part thereof beyond the initial depth of 2m…. | 1.64 | Cum |  | 0
4 | 2.8 | Disposal Of surplus earth/ unserviceable material from thework site including loading and unloading completo as directed. (a)First 5 KM | 14.13 | Cum |  | 0
5 | 12.5 | Providing soling with stone/ best quality picked jhama brick, sand packed and laid to level…. (b/i) Stone soling of thickness 100mm | 7.08 | Sqm |  | 0
6 | 5.1 | Plain cement concrete works in foundation bed for footing steps, walls, brick works etc below plinth level…..........(b) 1 :3:6 | 0.71 | Cum |  | 0
7 | 4 | Centering and shutterlng lncludlng struttlng, propplng etc. and removal of form for all heights complcte and as directed by Engineer in charge.
| 4.1 | Foundations, footings, bases of columns, etc. for mass concrete | 1.06 | Sqm |  | 0
| 4.4 | Lintels, beams, plinth beams, girders, bressumers and cantilevers | 1.48 | Sqm |  | 0
| 4.3 | Slabs, roofs, landings, balconies and access platform, shelves | 7.03 | Sqm |  | 0
8 | 6.11 | Supplying, fitting and fixing in position reinforcement bars up to lst floor level, conforming to relevant I.S. Code for RC.C. work…... (b)High Yield Strength Deformed bars or Tor Bars | 0.8 | Qntl |  | 0
9 | 6.1 | Providing and laying in position specified grade of reinforced cement concrete, excluding the cost Of centerjng, shuttering, finishing and reinforcement- All work up to plinth level: (b) M20 or 1 :l/2:3 | 0.78 | Cum |  | 0
10 | 7.2 | Brick work with common burnt clay modular lst class bricks in foundation and in plinth: | 5.13 | Cum |  | 0
11 | 15.2 | 15 mm cement plaster on the rough side of single or half brick wall of mix: (a)1 :4 (1 cement: 4 fine sand) | 39.15 | Sqm |  | 0
12 | 11.16 | Providing and fixing hand rail of approved size bywelding etc. to steel ladder railing, balcony railing, staircase railing and similar works, including applying priming coat of approvedsteel primer. (c ) G.I. pipes | 27.85 | Kg |  | 0
13 | 16.12 | Applying priming coat : With ready mixed red oxide zinc chromate primer Of approved brand and manufacture on steel galvanised iron/ steel works | 0.53 | Sqm |  | 0
18 | 16.22 | Painting Steel work with Deluxe Multi Surface Paint to give an even shade. Two or more coat applied @ 0.90 ltr/10 sqm over an under coat of primer applied @ 0.80 ltr/10 sqm ofapproved brand and manufacture | 0.53 | Sqm |  | 0
Fencing :-
19 | 2.1 | Earthwork in excavation by manual means up to a depth of 2m below the existing ground level for foundation trenches of foundations, footings…... (a) All kinds of soil | 2.4 | Cum |  | 0
20 | 12.5 | Providing soling with stone/ best quality picked jhama brick, sand packed and laid to level…. (b/i) Stone soling of thickness 100mm | 4 | Sqm |  | 0
21 | 5.1 | Plain cement concrete works in foundation bed for footing steps, walls, brick works etc below plinth level…..........(b) 1 :3:6 | 0.98 | Cum |  | 0
22 | 4 | Centering and shutterlng lncludlng struttlng, propplng etc. and removal of form for all heights complcte and as directed by Engineer in charge.
23 | 4.1 | Foundations, footings, bases of columns, etc. for mass concrete | 10.88 | Sqm |  | 0
24 | 19.11 | Providing and fixing G.I. chain link fabric fencing of required width in mesh size 25x25 mm made Of G.I. wire of dia. 3 mm including strengthening with 2 mm dia. wire or nuts, bolts and washers as required complcte as per the direction Of Engineer-in-charge. | 16 | Sqm |  | 0
25 | 11.15 | Steel work welded in built up sections/framed work including cutting, hoisting, fixing in position and applying a priming coat Of approved steel primer using structural steel etc. as required. | 134.79 | Kg |  | 0
26 | 16.12 | Applying priming coat : With ready mixed red oxide zinc chromate primer Of approved brand and manufacture on steel galvanised iron/ steel works | 32 | Sqm |  | 0
27 | 16.22 | Painting Steel work with Deluxe Multi Surface Paint to give an even shade. Two or more coat applied @ 0.90 ltr/10 sqm over an under coat of primer applied @ 0.80 ltr/10 sqm ofapproved brand and manufacture | 32 | Sqm |  | 0
Sub-Total in Figures | [5 empty] | 0
Name of Work: Construction Labour Room including Internal Water Supply and Inetrnal Electrification, and Septic Tank
1 | 2.1 | Earthwork in excavation by manual means up to a depth of 2m below the existing ground level….... (a) All kinds of soil | 50.67 | Cum |  | 0
2 | 2.6 | Earthwork in filling (excluding rock) in trenches, plinth, sides of foundation,…......... (a) With available excavated earth | 40.67 | Cum |  | 0
3 | 2.9 | Earth work in excavation by manuav mechanical means(Hydraulic excavator) over areas…........... (a)All kinds of soil | 70.52 | Cum |  | 0
4 | 2.8 | Disposal Of surplus earth/ unserviceable material from thework site including loading and unloading complete ….... (a)First 5 KM | 80.52 | Cum |  | 0
5 | 12.5 | Providing soling with stone/ best quality picked jhama brick, sand packed and laid to level…........ (b/i) Stone soling of thickness 100mm | 70.77 | Sqm |  | 0
6 | 5.1 | Plain cement concrete works in foundation bed for footing steps, walls, brick works etc below plinth level…................. (b) 1 :3:6 | 7.08 | Cum |  | 0
7 | 8.1 | Plandom rubble masonry with hard stone in foundation and plinth including levelling up with cement concrete 1:6:12…............. (a) Cement mortar 1 :6 | 7.69 | Cum |  | 0
8 | 4 | Centering and shuttering lncludlng strutting, propplng etc. and removal of form for all heights complete
|  | (4.1) Foundations, footings, bases of columns, etc. for mass concrete | 19.92 | Sqm |  | 0
|  | (4.4)Lintels, beams, plinth beams, girders, bressumers and cantilevers | 48.88 | Sqm |  | 0
|  | (4.5)Columns, Pillars, Piers, Abutments, Posts and struts | 25.2 | Sqm |  | 0
|  | (4.3)Slabs, roofs, landings, balconies and access platform, shelves | 56.45 | Sqm |  | 0
9 | 6.11 | Supplying, fitting and fixing in position reinforcement bars up to lst floor level, conforming to relevant I.S. Code for R.C.C. work…..... (b)High Yield Strength Deformed bars or Tor Bars | 24.04 | Qntl |  | 0
10 | 6.1 | Providing and laying in position specified grade of reinforced cement concrete,….......... (b) M20 or 1 :l/2:3 | 12.31 | Cum |  | 0
11 | 6.2 | Reinforced cement concrete work in walls (any thickness), including attached pilasters, buttresses, fillets, columns,pillars, posts and struts etc. above plinth level up to first floor level…...................... (b) M20 or 1 :l/2:3 | 9.9 | Cum |  | 0
12 | 12.2 | Providing and laying damp proof course with cement concretein prop 1 :11/2:3…....... (b)25mm thick | 7.11 | Sqm |  | 0
13 | 12.8 | Cement concrcte floor topping 1:1:2 (1 cement: 1 coarsesand: 2 stone aggregate) finished with a floating coat of neat cement, including cement slurry, complete. (b)20mm thick | 51.87 | Sqm |  | 0
14 | 7.1 | Half brick masonry with common burnt clay (non modular) lst class bricks in superstructure above plinth level up to first floor level,. (b) Cement mortar 1 :4 | 89.13 | Sqm |  | 0
15 | 7.2 | Brick work with common burnt clay modular lst class bricks in foundation and in plinth: (b)Cement Mortar 1 :6 | 0.28 | Cum |  | 0
16 | 15.2 | 15 mm cement plaster on the rough side of single or half brick wall of mix: (a)1 :4 (1 cement: 4 fine sand) | 243.19 | Sqm |  | 0
17 | 16.11 | Applying one coat of water thinnable cement primer of approved brand and manufacture on surfaces: Water thinnable cement primer | 243.19 | Sqm |  | 0
18 | 16.17 | Finishing walls with Premium Acrylic Smooth exterior paintwith Silicone additives of required shade, including scaffolding: New work ITwo or more coats | 114.29 | Sqm |  | 0
19 | 16.6 | Distempering with dry distemper of approved brand and manufacture (two or more coats) of required shade on new work…........ | 128.9 | Sqm |  | 0
20 | 12.41 | Providing and laying vitrified floor tiles in different sizes and conforming to ls:15622, of approved make, in all colours and shades laid on 20 mm thick cement mortar 1:4 (b) Size of tile 600x600 mm | 35.32 | Sqm |  | 0
21 | 9.27 | Providing polished VITRIFIED wall tiles of approved quality, size, shape and thickness not less than 8 mm on walls and skirting over cement mortar bed 10 mm thick in prop.1:3…... (b) Premium range | 65.57 | Sqm |  | 0
22 | 10.1 | Providing wood work in frames Of doors, windows, clerestory windows and other frames…. (c) With lst class Local wood (i) Pooma/ Hollock/ Gamari/ | 0.14 | Cum |  | 0
23 | 10.5 | Providing and fixing panelled or panelled and glazed shutters for doors, windows and clerestory windows ….. (c) With lst class Local wood Pooma/ Hollock/ Gamari/ and the like (i) 35 mm thick shutters | 5.04 | Sqm |  | 0
24 | 16.12 | Applying priming coat: (a)With ready mked pink or Grey primer Of approved brand and manufacture on wood work (hard and soft wood) | 6.44 | Sqm |  | 0
25 | 16.22 | Finishing with Deluxe Multi surface paint system for interiors and exteriors….....(b)Painting wood work with Deluxe Mufti Surface Paint of required shade. Two or more coats | 6.44 | Sqm |  | 0
26 | 24.1 | Providing and fixing aluminium work for doors, windows, ventilators and partitions with extruded built up standard tubular sections/appropriate Z sections and other sections of approved make…...... (a) For fixed portion (i)Anodised aluminium | 101.85 | Kg |  | 0
27 | 24.2 | Providing and fixing 12 mm thick pre-laminated particle board flat pressed three layer or graded wood particle board, in panelling fixed in aluminium doors, windows shutters and partition (b)Pre-laminated particle board with decorative lamination on both sides | 28.81 | Sqm |  | 0
28 | 24.3 | Providing and fixing glazing in aluminium door. window, ventilator shutters and partitions etc…. (b)With float glass panes of 4.0 mm thickness | 11.1 | Sqm |  | 0
29 | 24.4 | Providing and fixing double action hydraulic floor spring of approved brand and manufacture,…...... a) With stainless steel cover plate minimum 1.25 mm thickness | 3 | Each |  | 0
30 | 24.12 | Providing and fixing aluminium tubular handle bar 32 mm outer dia, 3.0 mm thick & 2100 mm long with SS screws etc. . (a)Anodized (AC 15) aluminium tubular handle bar | 6 | Each |  | 0
31 | 24.13 | Providing and fixing Brass 100 mm mortise latch and lock with 6 levers without pair of handles (best make of approved quality) for aluminium doors including necessary cutting and making good etc. complete. | 12 | Each |  | 0
32 | 11.22 | Providing, fitting and fixing steel windows (including ventilators) of standard rolled steel sections as per relevant I.S. Code,…........ (a) Openable | 6.84 | Sqm |  | 0
33 | 11.24 | Providing and fixing M.S. grills Of required pattern in trames Of windows, etc. with M.S. flats, square or round bars, etc…. (a)Fixed to steel windows by welding | 242.88 | Kg |  | 0
34 | 11.19 | Providing & fixing glass panes with putty and glazing clips in steel doors, windows, clerestory windows, all complete with (b) 4 mm thick | 6.84 | Sqm |  | 0
35 | 16.22 | Finishing with Deluxe Multi surface paint system for interiors and exteriors ,…(c)Painting Steel work with Deluxe Multi Surface Paint to give an even shade. Two or more coat | 9.09 | Sqm |  | 0
Plinth Protection :-
36 | 2.1 | Earthwork in excavation by manual means up to a depth of 2m below the existing ground level,….. (a) All kinds of soil | 18 | Cum |  | 0
37 | 12.4 | Making plinth protection 50mm thick of cement concrete 1:3:6(1 cement: 3 coarse sand: 6 graded stone aggregate 20 mm nominal size) over 75 mm thick bed of dry brick ballast 40 mm nominal size | 60 | Sqm |  | 0
38 | 12.5 | Providing soling with stone/ best quality picked jhama brick, sand packed and laid to level…........ (b/i) Stone soling of thickness 100mm | 50 | Sqm |  | 0
39 | 5.1 | Plain cement concrete works in foundation bed for footing steps, walls, brick works etc below plinth level…........ (b) 1 :3:6 | 3.75 | Cum |  | 0
40 | 4 | Centering and shutterlng lncludlng struttlng, propplng etc. and removal of form for all heights complcte (4.1) Foundations, footings, bases of columns, etc. for mass concrete | 20 | Sqm |  | 0
41 | 7.2 | Brick work with common burnt clay modular lst class bricks in foundation and in plinth: (b)Cement Mortar 1 :6 | 4.8 | Cum |  | 0
42 | 15.2 | 15 mm cement plaster on the rough side of single or half brick wall of mix: (a)1 :4 (1 cement: 4 fine sand) | 80 | Sqm |  | 0
Internal Sanitary and Plumbing :-
43 | 20.1 | Providing and fixing water closet squatting pan (Indian type W.C. pan) with 100 mm sand Cast Iron P or S trap, 10 litre low level white P.V.C. flushing cistern, including flush pipe…........ (a)White Vitreous china Orissa pattern W.C, pan of size 580x440 mm | 1 | Each |  | 0
44 | 20.2 | Providing and fixing a pair of white vitreous china foot rests of standard pattern for squatting pan water closet: (a)250xl 30x30 mm | 1 | Each |  | 0
45 | 20.7 | Providing and fixing wash basin with C.I. brackets, 15 mm C.P. brass pillar taps, 32 mm C.P. brass waste of standard patter,…......... (a)White Vitreous China Wash basin size 630x450 mm with a pair of 15 mm C.P. brass pillar taps | 1 | Each |  | 0
46 | 20.24 | providing and fixing G.I inlet connection for flush pipe connection with W.C Pan | 1 | Each |  | 0
47 | 20.32 | providing and fixing PVC waste pipe for sink or wash basin including PVC waste fitting complete. (a)semi-rigid pipe (ii)40mm dia | 1 | Each |  | 0
48 | 20.39 | providing and fixing soil, waste and vent pipe :- (a)100mm dia (i)sand cast iron S&S pipe as per IS:1729 | 10 | Rm |  | 0
49 | 21.16 | Providing and fixing brass bib cock of approved quality: (b) 20 mm nominal bore | 2 | Each |  | 0
50 | 21.46 | Providing and placing on terrace (at all floor levels) polyethylene water storage tank, ls:12701 marked, with cover and suitable locking arrangement,…......... (c) 1000 litre capacity | 1000 | Litre |  | 0
51 | 21.1 | Providing and fixing Chlorinated Polyvinyl Chloride (CPVC) pipes including all CPVC plain & brass threaded fittings, …....... (ix) 100mm diameter | 10 | Rm |  | 0
52 | 21.11 | Providing and fixing G.I. pipes complete with G.I. fittings and clamps, i/c cutting and making good the walls etc. Internal work - Exposed on wall (ii) 20 mm diameter nominal bore | 80 | Rm |  | 0
Internal Eletrification :-
53 | 1 | Wiring in looping system with copper PVC cable 250/440 volt grade of size 1.5 sqm of approved quality (a) Long Point (i) With Copper conductor | 10 | Each |  | 0
54 | 2 | Wiring as an item No. 1 complete to a light plug point when fixed elsewhere. (a) Long Point (i) With Copper conductor | 3 | Each |  | 0
55 | 4 | Wiring to a power plug as an item No. 1 above with 2 x 4mm (a) Long Point (i) With Copper conductor | 3 | Each |  | 0
56 | 9 | Drawing of Main and Sub- Main line with DGSD approved (b) With 2 x 4 mm² copper conductor (i) With Copper | 80 | m |  | 0
|  | (c) With 2 x 6 mm² copper conductor (i) With Copper | 120 | m |  | 0
57 | 51 | Supplying & fixing of Load Kontaket Miniature Circuit Breakers (MCBs). (b) 6 - 32 Amp SP MCB Capacity | 4 | Each |  | 0
58 | 53 | Supplying fitting & fixing of Load Kontaket Miniature Circuit Breakers Double Pole (Isolator) (b) 32 - 125 Amp TP Isolator | 1 | Each |  | 0
59 | 55 | Supplying fitting & fixing of Single opening Metal Enclosure MCB Distribution Box. (b) 4/6/8 Way | 2 | Each |  | 0
60 | 62 | Supplying fitting & fixing T5/T8/T9 etc Fluorescent tube light fitting complete | 6 | Each |  | 0
SEPTIC TANK & SOAK PIT :-
61 | 2.1 | Earthwork in excavation by manual means up to a depth of 2m below the existing ground level,…........ (a) All kinds of soil | 10.06 | Cum |  | 0
62 | 12.5 | Providing soling with stone/ best quality picked jhama brick, sand packed and laid to level…........ (b/i) Stone soling of thickness 100mm | 4.5 | Sqm |  | 0
63 | 5.1 | Plain cement concrete works in foundation bed for footing steps, walls, brick works etc below plinth level,…..... (b) 1 :3:6 | 0.45 | Cum |  | 0
64 | 4 | Centering and shutterlng lncludlng struttlng, propplng etc. and removal of form for all heights complcte,…........ (4.1) Foundations, footings, bases of columns, etc. for mass concrete | 0.9 | Sqm |  | 0
|  | (4.4)Lintels, beams, plinth beams, girders, bressumers and cantilevers | 1.08 | Sqm |  | 0
|  | (4.3)Slabs, roofs, landings, balconies and access platform, shelves | 5.4 | Sqm |  | 0
65 | 6.11 | Supplying, fitting and fixing in position reinforcement bars up to lst floor level, conforming to relevant I.S. Code for R.C.C. work.. (b)High Yield Strength Deformed bars or Tor Bars | 1.47 | Qntl |  | 0
66 | 6.1 | Providing and laying in position specified grade of reinforced cement concrete,….......... (b) M20 or 1 :l/2:3 | 1.18 | Cum |  | 0
67 | 7.2 | Brick work with common burnt clay modular lst class bricks in foundation and in plinth: (b)Cement Mortar 1 :6 | 4.69 | Cum |  | 0
68 | 15.2 | 15 mm cement plaster on the rough side of single or half brick wall of mix: (a)1 :4 (1 cement: 4 fine sand) | 45.78 | Sqm |  | 0
69 | 21.10 | Providing and fixing Chlorinated Polyvinyl Chloride (CPVC) pipe including all CPVC plain & brass threaded fittings, (ix) 100mm diameter | 9 | Rm |  | 0
70 | 22.30 | Making soak pit 2.5 in diameter 3,0 metre deep with 45x45cm dry brick honey comb shaft with bricks and S.W. drain pipe 100 mm diamcter,1.8 in long complete as per standard design. | 1 | Each |  | 0
Sub-Total in Figures | [5 empty] | 0
Total in Figures | [5 empty] | 0

## Lelad (hidden)
Sl.No | Item No. | Description of Items (With brief specification and reference to book of specification) | Quantity | Unit | Rates in INR (in figure) | Amount in INR
Name of Health Facilities: Lelad Sub-Centre
Name of Work: Improvement of Sub-Centre Building
1 | 10.2 | Providing dressed wood work in post walls, battens etc. (c) With lst class Local wood | 0.5 | m³ |  | 0
2 | 10.2 | Providing undressed wood work in roof truss, rafter, purlin etc. (c)With lst class Local wood | 1.7 | m³ |  | 0
3 | 13.1 | Prroviding corrugated galvanised iron sheet roofing of TATA etc., (c) 0.63 mm thick | 28 | m² |  | 0
4 | 13.4 | Providing glavd iron ridging of TAT etc. (b) 0.63mm thick | 11.1 | Rm |  | 0
5 | 14.1 | Providing and fixing insulating board ceiling Of approved quality with necessary nails etc. complete (a)Natural colour insulating board 12 mm thick | 48.57 | m² |  | 0
6 | 15.2 | 15mm thick cement plaster in single coat on fair side etc : in CM 1:4 | 50.79 | m² |  | 0
7 | 12.3 | plain cement concrete apron in prop 1:4:8 with 20 mm down graded coarse aggregate (b) 50 mm thick | 21 | m² |  | 0
8 | 11.22 | Providing, fitting and fixing steel windows (including ventilators) of standard rolled steel sections as per relevant I.S. Code., | 8.5 | m² |  | 0
9 | 10.49 | Providing barge board of size 200mm x 20mm including fitting and fixing etc (b) 1 st class Local timber | 24 | Rm |  | 0
10 | 11.19 | Providing & fixing glass panes with putty…. (a) 4.O mm thick glass panes | 3.15 | m² |  | 0
11 | 10.1 | Providing wood work in frames (Chowkats) of doors etc., (c) With lst class Local wood (i) Pooma/ Hollock/ Gamari/ and the like | 0.12 | m³ |  | 0
12 | 10.5 | Providing fitting and fixing full panelled doors etc. (a) with 1st class local wood (i)Pooma/ Hollock/ Gamari/ and the like (i) 35 mm thick shutters | 4 | m² |  | 0
13 | 16.12 | Providing priming coat over new wood and wood base surface etc | 14.3 | m² |  | 0
14 | 16.12 | Applying priming coat over new steel and other metal surface etc., | 14.2 | m² |  | 0
15 | 16.16 | Finishing walls with Acrylic smooth exterior paint of required shade, including scaffolding | 120 | m² |  | 0
16 | 16.6 | Distempering with dry distemper of approved brand etc., | 190 | m² |  | 0
17 | 16.22 | (b)Painting wood work with Deluxe Mufti Surface Paint of required shade | 67.6 | m² |  | 0
18 | 16.22 | (c)Painting Steel work with Deluxe Multi Surface Paint to give an even shade | 14.69 | m² |  | 0
19 | 16.14 | Finishing walls with water proofing cement paint of required shade:New work (Two or more coats applied @ 3,84 kg/10 sqm) | 53.81 | m² |  | 0
20 | 16.25 | Painting on G.S. sheet with synthetic enamel paint of approved brand (b)old work | 147 | m² |  | 0
Sub-Total in Figures | [5 empty] | 0
Name of Work: Construction of Deep Burial Pit
1 | 2.1 | Earthwork in excavation by manual means up to a depth of 2m below the existing ground level for foundation trenches of foundations, footings…... (a) All kinds of soil | 12.82 | Cum |  | 0
2 | 2.6 | Earthwork in filling (excluding rock) in trenches, plinth, sides of foundation etc ,…........ (a) With available excavated earth | 2.43 | Cum |  | 0
3 | 2.3 | Extra over item no. 2.1 and 2.2 above for each lm depth or part thereof beyond the initial depth of 2m…. | 0.65 | Cum |  | 0
4 | 2.8 | Disposal Of surplus earth/ unserviceable material from thework site including loading and unloading completo as directed. (a)First 5 KM | 10.39 | Cum |  | 0
5 | 12.5 | Providing soling with stone/ best quality picked jhama brick, sand packed and laid to level…. (b/i) Stone soling of thickness 100mm | 7.56 | Sqm |  | 0
6 | 5.1 | Plain cement concrete works in foundation bed for footing steps, walls, brick works etc below plinth level…..........(b) 1 :3:6 | 0.76 | Cum |  | 0
7 | 8.1 | Plandom rubble masonry with hard stone in foundation and plinth including levelling up with cement concrete 1:6:12 up to plinth level with: (a) Cement mortar 1 :6 | 3.24 | Cum |  | 0
8 | 4 | Centering and shutterlng lncludlng struttlng, propplng etc. and removal of form for all heights complcte and as directed by Engineer in charge.
9 | 4.1 | Foundations, footings, bases of columns, etc. for mass concrete | 2.16 | Sqm |  | 0
10 | 4.4 | Lintels, beams, plinth beams, girders, bressumers and cantilevers | 5.4 | Sqm |  | 0
11 | 4.3 | Slabs, roofs, landings, balconies and access platform, shelves | 9.88 | Sqm |  | 0
12 | 6.11 | Supplying, fitting and fixing in position reinforcement bars up to lst floor level, conforming to relevant I.S. Code for RC.C. work…... (b)High Yield Strength Deformed bars or Tor Bars | 3.22 | Qntl |  | 0
13 | 6.1 | Providing and laying in position specified grade of reinforced cement concrete, excluding the cost Of centerjng, shuttering, finishing and reinforcement- All work up to plinth level: (b) M20 or 1 :l/2:3 | 1.55 | Cum |  | 0
14 | 7.9 | Half brick masonry with common burnt clay (non modular) 1st class bricks in foundations and in plinth: Cement mortar 1 :4 | 1.13 | Sqm |  | 0
15 | 15.2 | 15 mm cement plaster on the rough side of single or half brick wall of mix: (a)1 :4 (1 cement: 4 fine sand) | 15.4 | Sqm |  | 0
16 | 11.15 | Steel work welded in built up sections /framed work including cutting, hoisting, fixing in position and applying a priming coat Of approved steel primer using structural steel etc. as required. | 54.94 | Kg |  | 0
17 | 16.12 | Applying priming coat : With ready mixed red oxide zinc chromate primer Of approved brand and manufacture on steel galvanised iron/ steel works | 1.62 | Sqm |  | 0
18 | 16.22 | Painting Steel work with Deluxe Multi Surface Paint to give an even shade. Two or more coat applied @ 0.90 ltr/10 sqm over an under coat of primer applied @ 0.80 ltr/10 sqm ofapproved brand and manufacture | 1.62 | Sqm |  | 0
Fencing :-
19 | 2.1 | Earthwork in excavation by manual means up to a depth of 2m below the existing ground level for foundation trenches of foundations, footings…... (a) All kinds of soil | 2.4 | Cum |  | 0
20 | 12.5 | Providing soling with stone/ best quality picked jhama brick, sand packed and laid to level…. (b/i) Stone soling of thickness 100mm | 4 | Sqm |  | 0
21 | 5.1 | Plain cement concrete works in foundation bed for footing steps, walls, brick works etc below plinth level…..........(b) 1 :3:6 | 0.98 | Cum |  | 0
22 | 4 | Centering and shutterlng lncludlng struttlng, propplng etc. and removal of form for all heights complcte and as directed by Engineer in charge.
23 | 4.1 | Foundations, footings, bases of columns, etc. for mass concrete | 10.88 | Sqm |  | 0
24 | 19.11 | Providing and fixing G.I. chain link fabric fencing of required width in mesh size 25x25 mm made Of G.I. wire of dia. 3 mm including strengthening with 2 mm dia. wire or nuts, bolts and washers as required complcte as per the direction Of Engineer-in-charge. | 16 | Sqm |  | 0
25 | 11.15 | Steel work welded in built up sections/framed work including cutting, hoisting, fixing in position and applying a priming coat Of approved steel primer using structural steel etc. as required. | 134.89 | Kg |  | 0
26 | 16.12 | Applying priming coat : With ready mixed red oxide zinc chromate primer Of approved brand and manufacture on steel galvanised iron/ steel works | 32 | Sqm |  | 0
27 | 16.22 | Painting Steel work with Deluxe Multi Surface Paint to give an even shade. Two or more coat applied @ 0.90 ltr/10 sqm over an under coat of primer applied @ 0.80 ltr/10 sqm ofapproved brand and manufacture | 32 | Sqm |  | 0
Sub-Total in Figures | [5 empty] | 0
Name of Work: Construction of Sharp Pit
1 | 2.1 | Earthwork in excavation by manual means up to a depth of 2m below the existing ground level for foundation trenches of foundations, footings…... (a) All kinds of soil | 12.74 | Cum |  | 0
2 | 2.6 | Earthwork in filling (excluding rock) in trenches, plinth, sides of foundation etc ,…........ (a) With available excavated earth | 3.35 | Cum |  | 0
4 | 2.8 | Disposal Of surplus earth/ unserviceable material from thework site including loading and unloading completo as directed. (a)First 5 KM | 9.39 | Cum |  | 0
5 | 12.5 | Providing soling with stone/ best quality picked jhama brick, sand packed and laid to level…. (b/i) Stone soling of thickness 100mm | 6.05 | Sqm |  | 0
6 | 5.1 | Plain cement concrete works in foundation bed for footing steps, walls, brick works etc below plinth level…..........(b) 1 :3:6 | 0.61 | Cum |  | 0
7 | 4 | Centering and shutterlng lncludlng struttlng, propplng etc. and removal of form for all heights complcte and as directed by Engineer in charge.
| 4.1 | Foundations, footings, bases of columns, etc. for mass concrete | 0.98 | Sqm |  | 0
| 4.4 | Lintels, beams, plinth beams, girders, bressumers and cantilevers | 1.36 | Sqm |  | 0
| 4.3 | Slabs, roofs, landings, balconies and access platform, shelves | 6.01 | Sqm |  | 0
8 | 6.11 | Supplying, fitting and fixing in position reinforcement bars up to lst floor level, conforming to relevant I.S. Code for RC.C. work…... (b)High Yield Strength Deformed bars or Tor Bars | 0.73 | Qntl |  | 0
9 | 6.1 | Providing and laying in position specified grade of reinforced cement concrete, excluding the cost Of centerjng, shuttering, finishing and reinforcement- All work up to plinth level: (b) M20 or 1 :l/2:3 | 0.67 | Cum |  | 0
10 | 7.2 | Brick work with common burnt clay modular lst class bricks in foundation and in plinth: | 3.94 | Cum |  | 0
11 | 15.2 | 15 mm cement plaster on the rough side of single or half brick wall of mix: (a)1 :4 (1 cement: 4 fine sand) | 31.49 | Sqm |  | 0
12 | 11.16 | Providing and fixing hand rail of approved size bywelding etc. to steel ladder railing, balcony railing, staircase railing and similar works, including applying priming coat of approvedsteel primer. (c ) G.I. pipes | 27.85 | Kg |  | 0
13 | 16.12 | Applying priming coat : With ready mixed red oxide zinc chromate primer Of approved brand and manufacture on steel galvanised iron/ steel works | 0.53 | Sqm |  | 0
18 | 16.22 | Painting Steel work with Deluxe Multi Surface Paint to give an even shade. Two or more coat applied @ 0.90 ltr/10 sqm over an under coat of primer applied @ 0.80 ltr/10 sqm ofapproved brand and manufacture | 0.53 | Sqm |  | 0
Fencing :-
19 | 2.1 | Earthwork in excavation by manual means up to a depth of 2m below the existing ground level for foundation trenches of foundations, footings…... (a) All kinds of soil | 2.4 | Cum |  | 0
20 | 12.5 | Providing soling with stone/ best quality picked jhama brick, sand packed and laid to level…. (b/i) Stone soling of thickness 100mm | 4 | Sqm |  | 0
21 | 5.1 | Plain cement concrete works in foundation bed for footing steps, walls, brick works etc below plinth level…..........(b) 1 :3:6 | 0.98 | Cum |  | 0
22 | 4 | Centering and shutterlng lncludlng struttlng, propplng etc. and removal of form for all heights complcte and as directed by Engineer in charge.
23 | 4.1 | Foundations, footings, bases of columns, etc. for mass concrete | 10.88 | Sqm |  | 0
24 | 19.11 | Providing and fixing G.I. chain link fabric fencing of required width in mesh size 25x25 mm made Of G.I. wire of dia. 3 mm including strengthening with 2 mm dia. wire or nuts, bolts and washers as required complcte as per the direction Of Engineer-in-charge. | 16 | Sqm |  | 0
25 | 11.15 | Steel work welded in built up sections/framed work including cutting, hoisting, fixing in position and applying a priming coat Of approved steel primer using structural steel etc. as required. | 134.89 | Kg |  | 0
26 | 16.12 | Applying priming coat : With ready mixed red oxide zinc chromate primer Of approved brand and manufacture on steel galvanised iron/ steel works | 32 | Sqm |  | 0
27 | 16.22 | Painting Steel work with Deluxe Multi Surface Paint to give an even shade. Two or more coat applied @ 0.90 ltr/10 sqm over an under coat of primer applied @ 0.80 ltr/10 sqm ofapproved brand and manufacture | 32 | Sqm |  | 0
Sub-Total in Figures | [5 empty] | 0
Name of Work: Construction Labour Room including Internal Water Supply and Inetrnal Electrification, and Septic Tank
1 | 2.1 | Earthwork in excavation by manual means up to a depth of 2m below the existing ground level….... (a) All kinds of soil | 50.67 | Cum |  | 0
2 | 2.6 | Earthwork in filling (excluding rock) in trenches, plinth, sides of foundation,…......... (a) With available excavated earth | 40.67 | Cum |  | 0
3 | 2.9 | Earth work in excavation by manuav mechanical means(Hydraulic excavator) over areas…........... (a)All kinds of soil | 70.52 | Cum |  | 0
4 | 2.8 | Disposal Of surplus earth/ unserviceable material from thework site including loading and unloading complete ….... (a)First 5 KM | 80.52 | Cum |  | 0
5 | 12.5 | Providing soling with stone/ best quality picked jhama brick, sand packed and laid to level…........ (b/i) Stone soling of thickness 100mm | 70.77 | Sqm |  | 0
6 | 5.1 | Plain cement concrete works in foundation bed for footing steps, walls, brick works etc below plinth level…................. (b) 1 :3:6 | 7.08 | Cum |  | 0
7 | 8.1 | Plandom rubble masonry with hard stone in foundation and plinth including levelling up with cement concrete 1:6:12…............. (a) Cement mortar 1 :6 | 7.69 | Cum |  | 0
8 | 4 | Centering and shuttering lncludlng strutting, propplng etc. and removal of form for all heights complete
|  | (4.1) Foundations, footings, bases of columns, etc. for mass concrete | 19.92 | Sqm |  | 0
|  | (4.4)Lintels, beams, plinth beams, girders, bressumers and cantilevers | 48.88 | Sqm |  | 0
|  | (4.5)Columns, Pillars, Piers, Abutments, Posts and struts | 25.2 | Sqm |  | 0
|  | (4.3)Slabs, roofs, landings, balconies and access platform, shelves | 56.45 | Sqm |  | 0
9 | 6.11 | Supplying, fitting and fixing in position reinforcement bars up to lst floor level, conforming to relevant I.S. Code for R.C.C. work…..... (b)High Yield Strength Deformed bars or Tor Bars | 24.04 | Qntl |  | 0
10 | 6.1 | Providing and laying in position specified grade of reinforced cement concrete,….......... (b) M20 or 1 :l/2:3 | 12.31 | Cum |  | 0
11 | 6.2 | Reinforced cement concrete work in walls (any thickness), including attached pilasters, buttresses, fillets, columns,pillars, posts and struts etc. above plinth level up to first floor level…...................... (b) M20 or 1 :l/2:3 | 9.9 | Cum |  | 0
12 | 12.2 | Providing and laying damp proof course with cement concretein prop 1 :11/2:3…....... (b)25mm thick | 7.11 | Sqm |  | 0
13 | 12.8 | Cement concrcte floor topping 1:1:2 (1 cement: 1 coarsesand: 2 stone aggregate) finished with a floating coat of neat cement, including cement slurry, complete. (b)20mm thick | 51.87 | Sqm |  | 0
14 | 7.1 | Half brick masonry with common burnt clay (non modular) lst class bricks in superstructure above plinth level up to first floor level,. (b) Cement mortar 1 :4 | 89.13 | Sqm |  | 0
15 | 7.2 | Brick work with common burnt clay modular lst class bricks in foundation and in plinth: (b)Cement Mortar 1 :6 | 0.28 | Cum |  | 0
16 | 15.2 | 15 mm cement plaster on the rough side of single or half brick wall of mix: (a)1 :4 (1 cement: 4 fine sand) | 243.19 | Sqm |  | 0
17 | 16.11 | Applying one coat of water thinnable cement primer of approved brand and manufacture on surfaces: Water thinnable cement primer | 243.19 | Sqm |  | 0
18 | 16.17 | Finishing walls with Premium Acrylic Smooth exterior paintwith Silicone additives of required shade, including scaffolding: New work ITwo or more coats | 114.29 | Sqm |  | 0
19 | 16.6 | Distempering with dry distemper of approved brand and manufacture (two or more coats) of required shade on new work…........ | 128.9 | Sqm |  | 0
20 | 12.41 | Providing and laying vitrified floor tiles in different sizes and conforming to ls:15622, of approved make, in all colours and shades laid on 20 mm thick cement mortar 1:4 (b) Size of tile 600x600 mm | 35.32 | Sqm |  | 0
21 | 9.27 | Providing polished VITRIFIED wall tiles of approved quality, size, shape and thickness not less than 8 mm on walls and skirting over cement mortar bed 10 mm thick in prop.1:3…... (b) Premium range | 65.57 | Sqm |  | 0
22 | 10.1 | Providing wood work in frames Of doors, windows, clerestory windows and other frames…. (c) With lst class Local wood (i) Pooma/ Hollock/ Gamari/ | 0.14 | Cum |  | 0
23 | 10.5 | Providing and fixing panelled or panelled and glazed shutters for doors, windows and clerestory windows ….. (c) With lst class Local wood Pooma/ Hollock/ Gamari/ and the like (i) 35 mm thick shutters | 5.04 | Sqm |  | 0
24 | 16.12 | Applying priming coat: (a)With ready mked pink or Grey primer Of approved brand and manufacture on wood work (hard and soft wood) | 6.44 | Sqm |  | 0
25 | 16.22 | Finishing with Deluxe Multi surface paint system for interiors and exteriors….....(b)Painting wood work with Deluxe Mufti Surface Paint of required shade. Two or more coats | 6.44 | Sqm |  | 0
26 | 24.1 | Providing and fixing aluminium work for doors, windows, ventilators and partitions with extruded built up standard tubular sections/appropriate Z sections and other sections of approved make…...... (a) For fixed portion (i)Anodised aluminium | 101.85 | Kg |  | 0
27 | 24.2 | Providing and fixing 12 mm thick pre-laminated particle board flat pressed three layer or graded wood particle board, in panelling fixed in aluminium doors, windows shutters and partition (b)Pre-laminated particle board with decorative lamination on both sides | 28.81 | Sqm |  | 0
28 | 24.3 | Providing and fixing glazing in aluminium door. window, ventilator shutters and partitions etc…. (b)With float glass panes of 4.0 mm thickness | 11.1 | Sqm |  | 0
29 | 24.4 | Providing and fixing double action hydraulic floor spring of approved brand and manufacture,…...... a) With stainless steel cover plate minimum 1.25 mm thickness | 3 | Each |  | 0
30 | 24.12 | Providing and fixing aluminium tubular handle bar 32 mm outer dia, 3.0 mm thick & 2100 mm long with SS screws etc. . (a)Anodized (AC 15) aluminium tubular handle bar | 6 | Each |  | 0
31 | 24.13 | Providing and fixing Brass 100 mm mortise latch and lock with 6 levers without pair of handles (best make of approved quality) for aluminium doors including necessary cutting and making good etc. complete. | 12 | Each |  | 0
32 | 11.22 | Providing, fitting and fixing steel windows (including ventilators) of standard rolled steel sections as per relevant I.S. Code,…........ (a) Openable | 6.84 | Sqm |  | 0
33 | 11.24 | Providing and fixing M.S. grills Of required pattern in trames Of windows, etc. with M.S. flats, square or round bars, etc…. (a)Fixed to steel windows by welding | 242.88 | Kg |  | 0
34 | 11.19 | Providing & fixing glass panes with putty and glazing clips in steel doors, windows, clerestory windows, all complete with (b) 4 mm thick | 6.84 | Sqm |  | 0
35 | 16.22 | Finishing with Deluxe Multi surface paint system for interiors and exteriors ,…(c)Painting Steel work with Deluxe Multi Surface Paint to give an even shade. Two or more coat | 9.09 | Sqm |  | 0
Plinth Protection :-
36 | 2.1 | Earthwork in excavation by manual means up to a depth of 2m below the existing ground level,….. (a) All kinds of soil | 18 | Cum |  | 0
37 | 12.4 | Making plinth protection 50mm thick of cement concrete 1:3:6(1 cement: 3 coarse sand: 6 graded stone aggregate 20 mm nominal size) over 75 mm thick bed of dry brick ballast 40 mm nominal size | 60 | Sqm |  | 0
38 | 12.5 | Providing soling with stone/ best quality picked jhama brick, sand packed and laid to level…........ (b/i) Stone soling of thickness 100mm | 50 | Sqm |  | 0
39 | 5.1 | Plain cement concrete works in foundation bed for footing steps, walls, brick works etc below plinth level…........ (b) 1 :3:6 | 3.75 | Cum |  | 0
40 | 4 | Centering and shutterlng lncludlng struttlng, propplng etc. and removal of form for all heights complcte (4.1) Foundations, footings, bases of columns, etc. for mass concrete | 20 | Sqm |  | 0
41 | 7.2 | Brick work with common burnt clay modular lst class bricks in foundation and in plinth: (b)Cement Mortar 1 :6 | 4.8 | Cum |  | 0
42 | 15.2 | 15 mm cement plaster on the rough side of single or half brick wall of mix: (a)1 :4 (1 cement: 4 fine sand) | 80 | Sqm |  | 0
Internal Sanitary and Plumbing :-
43 | 20.1 | Providing and fixing water closet squatting pan (Indian type W.C. pan) with 100 mm sand Cast Iron P or S trap, 10 litre low level white P.V.C. flushing cistern, including flush pipe…........ (a)White Vitreous china Orissa pattern W.C, pan of size 580x440 mm | 1 | Each |  | 0
44 | 20.2 | Providing and fixing a pair of white vitreous china foot rests of standard pattern for squatting pan water closet: (a)250xl 30x30 mm | 1 | Each |  | 0
45 | 20.7 | Providing and fixing wash basin with C.I. brackets, 15 mm C.P. brass pillar taps, 32 mm C.P. brass waste of standard patter,…......... (a)White Vitreous China Wash basin size 630x450 mm with a pair of 15 mm C.P. brass pillar taps | 1 | Each |  | 0
46 | 20.24 | providing and fixing G.I inlet connection for flush pipe connection with W.C Pan | 1 | Each |  | 0
47 | 20.32 | providing and fixing PVC waste pipe for sink or wash basin including PVC waste fitting complete. (a)semi-rigid pipe (ii)40mm dia | 1 | Each |  | 0
48 | 20.39 | providing and fixing soil, waste and vent pipe :- (a)100mm dia (i)sand cast iron S&S pipe as per IS:1729 | 10 | Rm |  | 0
49 | 21.16 | Providing and fixing brass bib cock of approved quality: (b) 20 mm nominal bore | 2 | Each |  | 0
50 | 21.46 | Providing and placing on terrace (at all floor levels) polyethylene water storage tank, ls:12701 marked, with cover and suitable locking arrangement,…......... (c) 1000 litre capacity | 1000 | Litre |  | 0
51 | 21.1 | Providing and fixing Chlorinated Polyvinyl Chloride (CPVC) pipes including all CPVC plain & brass threaded fittings, …....... (ix) 100mm diameter | 10 | Rm |  | 0
52 | 21.11 | Providing and fixing G.I. pipes complete with G.I. fittings and clamps, i/c cutting and making good the walls etc. Internal work - Exposed on wall (ii) 20 mm diameter nominal bore | 80 | Rm |  | 0
Internal Eletrification :-
53 | 1 | Wiring in looping system with copper PVC cable 250/440 volt grade of size 1.5 sqm of approved quality (a) Long Point (i) With Copper conductor | 10 | Each |  | 0
54 | 2 | Wiring as an item No. 1 complete to a light plug point when fixed elsewhere. (a) Long Point (i) With Copper conductor | 3 | Each |  | 0
55 | 4 | Wiring to a power plug as an item No. 1 above with 2 x 4mm (a) Long Point (i) With Copper conductor | 3 | Each |  | 0
56 | 9 | Drawing of Main and Sub- Main line with DGSD approved (b) With 2 x 4 mm² copper conductor (i) With Copper | 80 | m |  | 0
|  | (c) With 2 x 6 mm² copper conductor (i) With Copper | 120 | m |  | 0
57 | 51 | Supplying & fixing of Load Kontaket Miniature Circuit Breakers (MCBs). (b) 6 - 32 Amp SP MCB Capacity | 4 | Each |  | 0
58 | 53 | Supplying fitting & fixing of Load Kontaket Miniature Circuit Breakers Double Pole (Isolator) (b) 32 - 125 Amp TP Isolator | 1 | Each |  | 0
59 | 55 | Supplying fitting & fixing of Single opening Metal Enclosure MCB Distribution Box. (b) 4/6/8 Way | 2 | Each |  | 0
60 | 62 | Supplying fitting & fixing T5/T8/T9 etc Fluorescent tube light fitting complete | 6 | Each |  | 0
SEPTIC TANK & SOAK PIT :-
61 | 2.1 | Earthwork in excavation by manual means up to a depth of 2m below the existing ground level,…........ (a) All kinds of soil | 10.06 | Cum |  | 0
62 | 12.5 | Providing soling with stone/ best quality picked jhama brick, sand packed and laid to level…........ (b/i) Stone soling of thickness 100mm | 4.5 | Sqm |  | 0
63 | 5.1 | Plain cement concrete works in foundation bed for footing steps, walls, brick works etc below plinth level,…..... (b) 1 :3:6 | 0.45 | Cum |  | 0
64 | 4 | Centering and shutterlng lncludlng struttlng, propplng etc. and removal of form for all heights complcte,…........ (4.1) Foundations, footings, bases of columns, etc. for mass concrete | 0.9 | Sqm |  | 0
|  | (4.4)Lintels, beams, plinth beams, girders, bressumers and cantilevers | 1.08 | Sqm |  | 0
|  | (4.3)Slabs, roofs, landings, balconies and access platform, shelves | 5.4 | Sqm |  | 0
65 | 6.11 | Supplying, fitting and fixing in position reinforcement bars up to lst floor level, conforming to relevant I.S. Code for R.C.C. work.. (b)High Yield Strength Deformed bars or Tor Bars | 1.47 | Qntl |  | 0
66 | 6.1 | Providing and laying in position specified grade of reinforced cement concrete,….......... (b) M20 or 1 :l/2:3 | 1.18 | Cum |  | 0
67 | 7.2 | Brick work with common burnt clay modular lst class bricks in foundation and in plinth: (b)Cement Mortar 1 :6 | 4.69 | Cum |  | 0
68 | 15.2 | 15 mm cement plaster on the rough side of single or half brick wall of mix: (a)1 :4 (1 cement: 4 fine sand) | 45.78 | Sqm |  | 0
69 | 21.10 | Providing and fixing Chlorinated Polyvinyl Chloride (CPVC) pipe including all CPVC plain & brass threaded fittings, (ix) 100mm diameter | 9 | Rm |  | 0
70 | 22.30 | Making soak pit 2.5 in diameter 3,0 metre deep with 45x45cm dry brick honey comb shaft with bricks and S.W. drain pipe 100 mm diamcter,1.8 in long complete as per standard design. | 1 | Each |  | 0
Sub-Total in Figures | [5 empty] | 0
Total in Figures | [5 empty] | 0

## Sakhain (hidden)
Sl.No | Item No. | Description of Items (With brief specification and reference to book of specification) | Quantity | Unit | Rates in INR (in figure) | Amount in INR
Name of Health Facilities: Sakhain Sub-Centre
Name of Work: Improvement of Sub-Centre Building
1 | 10.2 | Providing dressed wood work in post walls, battens etc. (c) With lst class Local wood | 0.5 | m³ |  | 0
2 | 10.2 | Providing undressed wood work in roof truss, rafter, purlin etc. (c)With lst class Local wood | 1.7 | m³ |  | 0
3 | 13.1 | Prroviding corrugated galvanised iron sheet roofing of TATA etc., (c) 0.63 mm thick | 28 | m² |  | 0
4 | 13.4 | Providing glavd iron ridging of TAT etc. (b) 0.63mm thick | 11.1 | Rm |  | 0
5 | 14.1 | Providing and fixing insulating board ceiling Of approved quality with necessary nails etc. complete (a)Natural colour insulating board 12 mm thick | 48.57 | m² |  | 0
6 | 15.2 | 15mm thick cement plaster in single coat on fair side etc : in CM 1:4 | 50.79 | m² |  | 0
7 | 12.3 | plain cement concrete apron in prop 1:4:8 with 20 mm down graded coarse aggregate (b) 50 mm thick | 21 | m² |  | 0
8 | 11.22 | Providing, fitting and fixing steel windows (including ventilators) of standard rolled steel sections as per relevant I.S. Code., | 8.5 | m² |  | 0
9 | 10.49 | Providing barge board of size 200mm x 20mm including fitting and fixing etc (b) 1 st class Local timber | 24 | Rm |  | 0
10 | 11.19 | Providing & fixing glass panes with putty…. (a) 4.O mm thick glass panes | 3.15 | m² |  | 0
11 | 10.1 | Providing wood work in frames (Chowkats) of doors etc., (c) With lst class Local wood (i) Pooma/ Hollock/ Gamari/ and the like | 0.12 | m³ |  | 0
12 | 10.5 | Providing fitting and fixing full panelled doors etc. (a) with 1st class local wood (i)Pooma/ Hollock/ Gamari/ and the like (i) 35 mm thick shutters | 4 | m² |  | 0
13 | 16.12 | Providing priming coat over new wood and wood base surface etc | 14.3 | m² |  | 0
14 | 16.12 | Applying priming coat over new steel and other metal surface etc., | 14.2 | m² |  | 0
15 | 16.16 | Finishing walls with Acrylic smooth exterior paint of required shade, including scaffolding | 120 | m² |  | 0
16 | 16.6 | Distempering with dry distemper of approved brand etc., | 190 | m² |  | 0
17 | 16.22 | (b)Painting wood work with Deluxe Mufti Surface Paint of required shade | 67.6 | m² |  | 0
18 | 16.22 | (c)Painting Steel work with Deluxe Multi Surface Paint to give an even shade | 14.69 | m² |  | 0
19 | 16.14 | Finishing walls with water proofing cement paint of required shade:New work (Two or more coats applied @ 3,84 kg/10 sqm) | 53.81 | m² |  | 0
20 | 16.25 | Painting on G.S. sheet with synthetic enamel paint of approved brand (b)old work | 147 | m² |  | 0
Sub-Total in Figures | [5 empty] | 0
Name of Work: Construction of Deep Burial Pit
1 | 2.1 | Earthwork in excavation by manual means up to a depth of 2m below the existing ground level for foundation trenches of foundations, footings…... (a) All kinds of soil | 12.82 | Cum |  | 0
2 | 2.6 | Earthwork in filling (excluding rock) in trenches, plinth, sides of foundation etc ,…........ (a) With available excavated earth | 2.43 | Cum |  | 0
3 | 2.3 | Extra over item no. 2.1 and 2.2 above for each lm depth or part thereof beyond the initial depth of 2m…. | 0.65 | Cum |  | 0
4 | 2.8 | Disposal Of surplus earth/ unserviceable material from thework site including loading and unloading completo as directed. (a)First 5 KM | 10.39 | Cum |  | 0
5 | 12.5 | Providing soling with stone/ best quality picked jhama brick, sand packed and laid to level…. (b/i) Stone soling of thickness 100mm | 7.56 | Sqm |  | 0
6 | 5.1 | Plain cement concrete works in foundation bed for footing steps, walls, brick works etc below plinth level…..........(b) 1 :3:6 | 0.76 | Cum |  | 0
7 | 8.1 | Plandom rubble masonry with hard stone in foundation and plinth including levelling up with cement concrete 1:6:12 up to plinth level with: (a) Cement mortar 1 :6 | 3.24 | Cum |  | 0
8 | 4 | Centering and shutterlng lncludlng struttlng, propplng etc. and removal of form for all heights complcte and as directed by Engineer in charge.
9 | 4.1 | Foundations, footings, bases of columns, etc. for mass concrete | 2.16 | Sqm |  | 0
10 | 4.4 | Lintels, beams, plinth beams, girders, bressumers and cantilevers | 5.4 | Sqm |  | 0
11 | 4.3 | Slabs, roofs, landings, balconies and access platform, shelves | 9.88 | Sqm |  | 0
12 | 6.11 | Supplying, fitting and fixing in position reinforcement bars up to lst floor level, conforming to relevant I.S. Code for RC.C. work…... (b)High Yield Strength Deformed bars or Tor Bars | 3.22 | Qntl |  | 0
13 | 6.1 | Providing and laying in position specified grade of reinforced cement concrete, excluding the cost Of centerjng, shuttering, finishing and reinforcement- All work up to plinth level: (b) M20 or 1 :l/2:3 | 1.55 | Cum |  | 0
14 | 7.9 | Half brick masonry with common burnt clay (non modular) 1st class bricks in foundations and in plinth: Cement mortar 1 :4 | 1.13 | Sqm |  | 0
15 | 15.2 | 15 mm cement plaster on the rough side of single or half brick wall of mix: (a)1 :4 (1 cement: 4 fine sand) | 15.4 | Sqm |  | 0
16 | 11.15 | Steel work welded in built up sections /framed work including cutting, hoisting, fixing in position and applying a priming coat Of approved steel primer using structural steel etc. as required. | 54.94 | Kg |  | 0
17 | 16.12 | Applying priming coat : With ready mixed red oxide zinc chromate primer Of approved brand and manufacture on steel galvanised iron/ steel works | 1.62 | Sqm |  | 0
18 | 16.22 | Painting Steel work with Deluxe Multi Surface Paint to give an even shade. Two or more coat applied @ 0.90 ltr/10 sqm over an under coat of primer applied @ 0.80 ltr/10 sqm ofapproved brand and manufacture | 1.62 | Sqm |  | 0
Fencing :-
19 | 2.1 | Earthwork in excavation by manual means up to a depth of 2m below the existing ground level for foundation trenches of foundations, footings…... (a) All kinds of soil | 2.4 | Cum |  | 0
20 | 12.5 | Providing soling with stone/ best quality picked jhama brick, sand packed and laid to level…. (b/i) Stone soling of thickness 100mm | 4 | Sqm |  | 0
21 | 5.1 | Plain cement concrete works in foundation bed for footing steps, walls, brick works etc below plinth level…..........(b) 1 :3:6 | 0.98 | Cum |  | 0
22 | 4 | Centering and shutterlng lncludlng struttlng, propplng etc. and removal of form for all heights complcte and as directed by Engineer in charge.
23 | 4.1 | Foundations, footings, bases of columns, etc. for mass concrete | 10.88 | Sqm |  | 0
24 | 19.11 | Providing and fixing G.I. chain link fabric fencing of required width in mesh size 25x25 mm made Of G.I. wire of dia. 3 mm including strengthening with 2 mm dia. wire or nuts, bolts and washers as required complcte as per the direction Of Engineer-in-charge. | 16 | Sqm |  | 0
25 | 11.15 | Steel work welded in built up sections/framed work including cutting, hoisting, fixing in position and applying a priming coat Of approved steel primer using structural steel etc. as required. | 134.89 | Kg |  | 0
26 | 16.12 | Applying priming coat : With ready mixed red oxide zinc chromate primer Of approved brand and manufacture on steel galvanised iron/ steel works | 32 | Sqm |  | 0
27 | 16.22 | Painting Steel work with Deluxe Multi Surface Paint to give an even shade. Two or more coat applied @ 0.90 ltr/10 sqm over an under coat of primer applied @ 0.80 ltr/10 sqm ofapproved brand and manufacture | 32 | Sqm |  | 0
Sub-Total in Figures | [5 empty] | 0
Name of Work: Construction of Sharp Pit
1 | 2.1 | Earthwork in excavation by manual means up to a depth of 2m below the existing ground level for foundation trenches of foundations, footings…... (a) All kinds of soil | 11.8 | Cum |  | 0
2 | 2.6 | Earthwork in filling (excluding rock) in trenches, plinth, sides of foundation etc ,…........ (a) With available excavated earth | 3.22 | Cum |  | 0
4 | 2.8 | Disposal Of surplus earth/ unserviceable material from thework site including loading and unloading completo as directed. (a)First 5 KM | 8.58 | Cum |  | 0
5 | 12.5 | Providing soling with stone/ best quality picked jhama brick, sand packed and laid to level…. (b/i) Stone soling of thickness 100mm | 5.57 | Sqm |  | 0
6 | 5.1 | Plain cement concrete works in foundation bed for footing steps, walls, brick works etc below plinth level…..........(b) 1 :3:6 | 0.56 | Cum |  | 0
7 | 4 | Centering and shutterlng lncludlng struttlng, propplng etc. and removal of form for all heights complcte and as directed by Engineer in charge.
| 4.1 | Foundations, footings, bases of columns, etc. for mass concrete | 0.94 | Sqm |  | 0
| 4.4 | Lintels, beams, plinth beams, girders, bressumers and cantilevers | 1.3 | Sqm |  | 0
| 4.3 | Slabs, roofs, landings, balconies and access platform, shelves | 5.53 | Sqm |  | 0
8 | 6.11 | Supplying, fitting and fixing in position reinforcement bars up to lst floor level, conforming to relevant I.S. Code for RC.C. work…... (b)High Yield Strength Deformed bars or Tor Bars | 0.7 | Qntl |  | 0
9 | 6.1 | Providing and laying in position specified grade of reinforced cement concrete, excluding the cost Of centerjng, shuttering, finishing and reinforcement- All work up to plinth level: (b) M20 or 1 :l/2:3 | 0.62 | Cum |  | 0
10 | 7.2 | Brick work with common burnt clay modular lst class bricks in foundation and in plinth: | 3.75 | Cum |  | 0
11 | 15.2 | 15 mm cement plaster on the rough side of single or half brick wall of mix: (a)1 :4 (1 cement: 4 fine sand) | 29.35 | Sqm |  | 0
12 | 11.16 | Providing and fixing hand rail of approved size bywelding etc. to steel ladder railing, balcony railing, staircase railing and similar works, including applying priming coat of approvedsteel primer. (c ) G.I. pipes | 27.85 | Kg |  | 0
13 | 16.12 | Applying priming coat : With ready mixed red oxide zinc chromate primer Of approved brand and manufacture on steel galvanised iron/ steel works | 0.53 | Sqm |  | 0
18 | 16.22 | Painting Steel work with Deluxe Multi Surface Paint to give an even shade. Two or more coat applied @ 0.90 ltr/10 sqm over an under coat of primer applied @ 0.80 ltr/10 sqm ofapproved brand and manufacture | 0.53 | Sqm |  | 0
Fencing :-
19 | 2.1 | Earthwork in excavation by manual means up to a depth of 2m below the existing ground level for foundation trenches of foundations, footings…... (a) All kinds of soil | 2.4 | Cum |  | 0
20 | 12.5 | Providing soling with stone/ best quality picked jhama brick, sand packed and laid to level…. (b/i) Stone soling of thickness 100mm | 4 | Sqm |  | 0
21 | 5.1 | Plain cement concrete works in foundation bed for footing steps, walls, brick works etc below plinth level…..........(b) 1 :3:6 | 0.98 | Cum |  | 0
22 | 4 | Centering and shutterlng lncludlng struttlng, propplng etc. and removal of form for all heights complcte and as directed by Engineer in charge.
23 | 4.1 | Foundations, footings, bases of columns, etc. for mass concrete | 10.88 | Sqm |  | 0
24 | 19.11 | Providing and fixing G.I. chain link fabric fencing of required width in mesh size 25x25 mm made Of G.I. wire of dia. 3 mm including strengthening with 2 mm dia. wire or nuts, bolts and washers as required complcte as per the direction Of Engineer-in-charge. | 16 | Sqm |  | 0
25 | 11.15 | Steel work welded in built up sections/framed work including cutting, hoisting, fixing in position and applying a priming coat Of approved steel primer using structural steel etc. as required. | 134.3 | Kg |  | 0
26 | 16.12 | Applying priming coat : With ready mixed red oxide zinc chromate primer Of approved brand and manufacture on steel galvanised iron/ steel works | 32 | Sqm |  | 0
27 | 16.22 | Painting Steel work with Deluxe Multi Surface Paint to give an even shade. Two or more coat applied @ 0.90 ltr/10 sqm over an under coat of primer applied @ 0.80 ltr/10 sqm ofapproved brand and manufacture | 32 | Sqm |  | 0
Sub-Total in Figures | [5 empty] | 0
Name of Work: Construction Labour Room including Internal Water Supply and Inetrnal Electrification, and Septic Tank
1 | 2.1 | Earthwork in excavation by manual means up to a depth of 2m below the existing ground level….... (a) All kinds of soil | 50.67 | Cum |  | 0
2 | 2.6 | Earthwork in filling (excluding rock) in trenches, plinth, sides of foundation,…......... (a) With available excavated earth | 40.67 | Cum |  | 0
3 | 2.9 | Earth work in excavation by manuav mechanical means(Hydraulic excavator) over areas…........... (a)All kinds of soil | 70.52 | Cum |  | 0
4 | 2.8 | Disposal Of surplus earth/ unserviceable material from thework site including loading and unloading complete ….... (a)First 5 KM | 80.52 | Cum |  | 0
5 | 12.5 | Providing soling with stone/ best quality picked jhama brick, sand packed and laid to level…........ (b/i) Stone soling of thickness 100mm | 70.77 | Sqm |  | 0
6 | 5.1 | Plain cement concrete works in foundation bed for footing steps, walls, brick works etc below plinth level…................. (b) 1 :3:6 | 7.08 | Cum |  | 0
7 | 8.1 | Plandom rubble masonry with hard stone in foundation and plinth including levelling up with cement concrete 1:6:12…............. (a) Cement mortar 1 :6 | 7.69 | Cum |  | 0
8 | 4 | Centering and shuttering lncludlng strutting, propplng etc. and removal of form for all heights complete
|  | (4.1) Foundations, footings, bases of columns, etc. for mass concrete | 19.92 | Sqm |  | 0
|  | (4.4)Lintels, beams, plinth beams, girders, bressumers and cantilevers | 48.88 | Sqm |  | 0
|  | (4.5)Columns, Pillars, Piers, Abutments, Posts and struts | 25.2 | Sqm |  | 0
|  | (4.3)Slabs, roofs, landings, balconies and access platform, shelves | 56.45 | Sqm |  | 0
9 | 6.11 | Supplying, fitting and fixing in position reinforcement bars up to lst floor level, conforming to relevant I.S. Code for R.C.C. work…..... (b)High Yield Strength Deformed bars or Tor Bars | 24.04 | Qntl |  | 0
10 | 6.1 | Providing and laying in position specified grade of reinforced cement concrete,….......... (b) M20 or 1 :l/2:3 | 12.31 | Cum |  | 0
11 | 6.2 | Reinforced cement concrete work in walls (any thickness), including attached pilasters, buttresses, fillets, columns,pillars, posts and struts etc. above plinth level up to first floor level…...................... (b) M20 or 1 :l/2:3 | 9.9 | Cum |  | 0
12 | 12.2 | Providing and laying damp proof course with cement concretein prop 1 :11/2:3…....... (b)25mm thick | 7.11 | Sqm |  | 0
13 | 12.8 | Cement concrcte floor topping 1:1:2 (1 cement: 1 coarsesand: 2 stone aggregate) finished with a floating coat of neat cement, including cement slurry, complete. (b)20mm thick | 51.87 | Sqm |  | 0
14 | 7.1 | Half brick masonry with common burnt clay (non modular) lst class bricks in superstructure above plinth level up to first floor level,. (b) Cement mortar 1 :4 | 89.13 | Sqm |  | 0
15 | 7.2 | Brick work with common burnt clay modular lst class bricks in foundation and in plinth: (b)Cement Mortar 1 :6 | 0.28 | Cum |  | 0
16 | 15.2 | 15 mm cement plaster on the rough side of single or half brick wall of mix: (a)1 :4 (1 cement: 4 fine sand) | 243.19 | Sqm |  | 0
17 | 16.11 | Applying one coat of water thinnable cement primer of approved brand and manufacture on surfaces: Water thinnable cement primer | 243.19 | Sqm |  | 0
18 | 16.17 | Finishing walls with Premium Acrylic Smooth exterior paintwith Silicone additives of required shade, including scaffolding: New work ITwo or more coats | 114.29 | Sqm |  | 0
19 | 16.6 | Distempering with dry distemper of approved brand and manufacture (two or more coats) of required shade on new work…........ | 128.9 | Sqm |  | 0
20 | 12.41 | Providing and laying vitrified floor tiles in different sizes and conforming to ls:15622, of approved make, in all colours and shades laid on 20 mm thick cement mortar 1:4 (b) Size of tile 600x600 mm | 35.32 | Sqm |  | 0
21 | 9.27 | Providing polished VITRIFIED wall tiles of approved quality, size, shape and thickness not less than 8 mm on walls and skirting over cement mortar bed 10 mm thick in prop.1:3…... (b) Premium range | 65.57 | Sqm |  | 0
22 | 10.1 | Providing wood work in frames Of doors, windows, clerestory windows and other frames…. (c) With lst class Local wood (i) Pooma/ Hollock/ Gamari/ | 0.14 | Cum |  | 0
23 | 10.5 | Providing and fixing panelled or panelled and glazed shutters for doors, windows and clerestory windows ….. (c) With lst class Local wood Pooma/ Hollock/ Gamari/ and the like (i) 35 mm thick shutters | 5.04 | Sqm |  | 0
24 | 16.12 | Applying priming coat: (a)With ready mked pink or Grey primer Of approved brand and manufacture on wood work (hard and soft wood) | 6.44 | Sqm |  | 0
25 | 16.22 | Finishing with Deluxe Multi surface paint system for interiors and exteriors….....(b)Painting wood work with Deluxe Mufti Surface Paint of required shade. Two or more coats | 6.44 | Sqm |  | 0
26 | 24.1 | Providing and fixing aluminium work for doors, windows, ventilators and partitions with extruded built up standard tubular sections/appropriate Z sections and other sections of approved make…...... (a) For fixed portion (i)Anodised aluminium | 101.85 | Kg |  | 0
27 | 24.2 | Providing and fixing 12 mm thick pre-laminated particle board flat pressed three layer or graded wood particle board, in panelling fixed in aluminium doors, windows shutters and partition (b)Pre-laminated particle board with decorative lamination on both sides | 28.81 | Sqm |  | 0
28 | 24.3 | Providing and fixing glazing in aluminium door. window, ventilator shutters and partitions etc…. (b)With float glass panes of 4.0 mm thickness | 11.1 | Sqm |  | 0
29 | 24.4 | Providing and fixing double action hydraulic floor spring of approved brand and manufacture,…...... a) With stainless steel cover plate minimum 1.25 mm thickness | 3 | Each |  | 0
30 | 24.12 | Providing and fixing aluminium tubular handle bar 32 mm outer dia, 3.0 mm thick & 2100 mm long with SS screws etc. . (a)Anodized (AC 15) aluminium tubular handle bar | 6 | Each |  | 0
31 | 24.13 | Providing and fixing Brass 100 mm mortise latch and lock with 6 levers without pair of handles (best make of approved quality) for aluminium doors including necessary cutting and making good etc. complete. | 12 | Each |  | 0
32 | 11.22 | Providing, fitting and fixing steel windows (including ventilators) of standard rolled steel sections as per relevant I.S. Code,…........ (a) Openable | 6.84 | Sqm |  | 0
33 | 11.24 | Providing and fixing M.S. grills Of required pattern in trames Of windows, etc. with M.S. flats, square or round bars, etc…. (a)Fixed to steel windows by welding | 242.88 | Kg |  | 0
34 | 11.19 | Providing & fixing glass panes with putty and glazing clips in steel doors, windows, clerestory windows, all complete with (b) 4 mm thick | 6.84 | Sqm |  | 0
35 | 16.22 | Finishing with Deluxe Multi surface paint system for interiors and exteriors ,…(c)Painting Steel work with Deluxe Multi Surface Paint to give an even shade. Two or more coat | 9.09 | Sqm |  | 0
Plinth Protection :-
36 | 2.1 | Earthwork in excavation by manual means up to a depth of 2m below the existing ground level,….. (a) All kinds of soil | 18 | Cum |  | 0
37 | 12.4 | Making plinth protection 50mm thick of cement concrete 1:3:6(1 cement: 3 coarse sand: 6 graded stone aggregate 20 mm nominal size) over 75 mm thick bed of dry brick ballast 40 mm nominal size | 60 | Sqm |  | 0
38 | 12.5 | Providing soling with stone/ best quality picked jhama brick, sand packed and laid to level…........ (b/i) Stone soling of thickness 100mm | 50 | Sqm |  | 0
39 | 5.1 | Plain cement concrete works in foundation bed for footing steps, walls, brick works etc below plinth level…........ (b) 1 :3:6 | 3.75 | Cum |  | 0
40 | 4 | Centering and shutterlng lncludlng struttlng, propplng etc. and removal of form for all heights complcte (4.1) Foundations, footings, bases of columns, etc. for mass concrete | 20 | Sqm |  | 0
41 | 7.2 | Brick work with common burnt clay modular lst class bricks in foundation and in plinth: (b)Cement Mortar 1 :6 | 4.8 | Cum |  | 0
42 | 15.2 | 15 mm cement plaster on the rough side of single or half brick wall of mix: (a)1 :4 (1 cement: 4 fine sand) | 80 | Sqm |  | 0
Internal Sanitary and Plumbing :-
43 | 20.1 | Providing and fixing water closet squatting pan (Indian type W.C. pan) with 100 mm sand Cast Iron P or S trap, 10 litre low level white P.V.C. flushing cistern, including flush pipe…........ (a)White Vitreous china Orissa pattern W.C, pan of size 580x440 mm | 1 | Each |  | 0
44 | 20.2 | Providing and fixing a pair of white vitreous china foot rests of standard pattern for squatting pan water closet: (a)250xl 30x30 mm | 1 | Each |  | 0
45 | 20.7 | Providing and fixing wash basin with C.I. brackets, 15 mm C.P. brass pillar taps, 32 mm C.P. brass waste of standard patter,…......... (a)White Vitreous China Wash basin size 630x450 mm with a pair of 15 mm C.P. brass pillar taps | 1 | Each |  | 0
46 | 20.24 | providing and fixing G.I inlet connection for flush pipe connection with W.C Pan | 1 | Each |  | 0
47 | 20.32 | providing and fixing PVC waste pipe for sink or wash basin including PVC waste fitting complete. (a)semi-rigid pipe (ii)40mm dia | 1 | Each |  | 0
48 | 20.39 | providing and fixing soil, waste and vent pipe :- (a)100mm dia (i)sand cast iron S&S pipe as per IS:1729 | 10 | Rm |  | 0
49 | 21.16 | Providing and fixing brass bib cock of approved quality: (b) 20 mm nominal bore | 2 | Each |  | 0
50 | 21.46 | Providing and placing on terrace (at all floor levels) polyethylene water storage tank, ls:12701 marked, with cover and suitable locking arrangement,…......... (c) 1000 litre capacity | 1000 | Litre |  | 0
51 | 21.1 | Providing and fixing Chlorinated Polyvinyl Chloride (CPVC) pipes including all CPVC plain & brass threaded fittings, …....... (ix) 100mm diameter | 10 | Rm |  | 0
52 | 21.11 | Providing and fixing G.I. pipes complete with G.I. fittings and clamps, i/c cutting and making good the walls etc. Internal work - Exposed on wall (ii) 20 mm diameter nominal bore | 80 | Rm |  | 0
Internal Eletrification :-
53 | 1 | Wiring in looping system with copper PVC cable 250/440 volt grade of size 1.5 sqm of approved quality (a) Long Point (i) With Copper conductor | 10 | Each |  | 0
54 | 2 | Wiring as an item No. 1 complete to a light plug point when fixed elsewhere. (a) Long Point (i) With Copper conductor | 3 | Each |  | 0
55 | 4 | Wiring to a power plug as an item No. 1 above with 2 x 4mm (a) Long Point (i) With Copper conductor | 3 | Each |  | 0
56 | 9 | Drawing of Main and Sub- Main line with DGSD approved (b) With 2 x 4 mm² copper conductor (i) With Copper | 80 | m |  | 0
|  | (c) With 2 x 6 mm² copper conductor (i) With Copper | 120 | m |  | 0
57 | 51 | Supplying & fixing of Load Kontaket Miniature Circuit Breakers (MCBs). (b) 6 - 32 Amp SP MCB Capacity | 4 | Each |  | 0
58 | 53 | Supplying fitting & fixing of Load Kontaket Miniature Circuit Breakers Double Pole (Isolator) (b) 32 - 125 Amp TP Isolator | 1 | Each |  | 0
59 | 55 | Supplying fitting & fixing of Single opening Metal Enclosure MCB Distribution Box. (b) 4/6/8 Way | 2 | Each |  | 0
60 | 62 | Supplying fitting & fixing T5/T8/T9 etc Fluorescent tube light fitting complete | 6 | Each |  | 0
SEPTIC TANK & SOAK PIT :-
61 | 2.1 | Earthwork in excavation by manual means up to a depth of 2m below the existing ground level,…........ (a) All kinds of soil | 10.06 | Cum |  | 0
62 | 12.5 | Providing soling with stone/ best quality picked jhama brick, sand packed and laid to level…........ (b/i) Stone soling of thickness 100mm | 4.5 | Sqm |  | 0
63 | 5.1 | Plain cement concrete works in foundation bed for footing steps, walls, brick works etc below plinth level,…..... (b) 1 :3:6 | 0.45 | Cum |  | 0
64 | 4 | Centering and shutterlng lncludlng struttlng, propplng etc. and removal of form for all heights complcte,…........ (4.1) Foundations, footings, bases of columns, etc. for mass concrete | 0.9 | Sqm |  | 0
|  | (4.4)Lintels, beams, plinth beams, girders, bressumers and cantilevers | 1.08 | Sqm |  | 0
|  | (4.3)Slabs, roofs, landings, balconies and access platform, shelves | 5.4 | Sqm |  | 0
65 | 6.11 | Supplying, fitting and fixing in position reinforcement bars up to lst floor level, conforming to relevant I.S. Code for R.C.C. work.. (b)High Yield Strength Deformed bars or Tor Bars | 1.47 | Qntl |  | 0
66 | 6.1 | Providing and laying in position specified grade of reinforced cement concrete,….......... (b) M20 or 1 :l/2:3 | 1.18 | Cum |  | 0
67 | 7.2 | Brick work with common burnt clay modular lst class bricks in foundation and in plinth: (b)Cement Mortar 1 :6 | 4.69 | Cum |  | 0
68 | 15.2 | 15 mm cement plaster on the rough side of single or half brick wall of mix: (a)1 :4 (1 cement: 4 fine sand) | 45.78 | Sqm |  | 0
69 | 21.10 | Providing and fixing Chlorinated Polyvinyl Chloride (CPVC) pipe including all CPVC plain & brass threaded fittings, (ix) 100mm diameter | 9 | Rm |  | 0
70 | 22.30 | Making soak pit 2.5 in diameter 3,0 metre deep with 45x45cm dry brick honey comb shaft with bricks and S.W. drain pipe 100 mm diamcter,1.8 in long complete as per standard design. | 1 | Each |  | 0
Sub-Total in Figures | [5 empty] | 0
Total in Figures | [5 empty] | 0

## Ummat (hidden)
Sl.No | Item No. | Description of Items (With brief specification and reference to book of specification) | Quantity | Unit | Rates in INR (in figure) | Amount in INR
Name of Health Facilities: Ummat Sub-Centre
Name of Work: Construction of Deep Burial Pit
1 | 2.1 | Earthwork in excavation by manual means up to a depth of 2m below the existing ground level for foundation trenches of foundations, footings…... (a) All kinds of soil | 12.82 | Cum |  | 0
2 | 2.6 | Earthwork in filling (excluding rock) in trenches, plinth, sides of foundation etc ,…........ (a) With available excavated earth | 2.43 | Cum |  | 0
3 | 2.3 | Extra over item no. 2.1 and 2.2 above for each lm depth or part thereof beyond the initial depth of 2m…. | 0.65 | Cum |  | 0
4 | 2.8 | Disposal Of surplus earth/ unserviceable material from thework site including loading and unloading completo as directed. (a)First 5 KM | 10.39 | Cum |  | 0
5 | 12.5 | Providing soling with stone/ best quality picked jhama brick, sand packed and laid to level…. (b/i) Stone soling of thickness 100mm | 7.56 | Sqm |  | 0
6 | 5.1 | Plain cement concrete works in foundation bed for footing steps, walls, brick works etc below plinth level…..........(b) 1 :3:6 | 0.76 | Cum |  | 0
7 | 8.1 | Plandom rubble masonry with hard stone in foundation and plinth including levelling up with cement concrete 1:6:12 up to plinth level with: (a) Cement mortar 1 :6 | 3.24 | Cum |  | 0
8 | 4 | Centering and shutterlng lncludlng struttlng, propplng etc. and removal of form for all heights complcte and as directed by Engineer in charge.
9 | 4.1 | Foundations, footings, bases of columns, etc. for mass concrete | 2.16 | Sqm |  | 0
10 | 4.4 | Lintels, beams, plinth beams, girders, bressumers and cantilevers | 5.4 | Sqm |  | 0
11 | 4.3 | Slabs, roofs, landings, balconies and access platform, shelves | 9.88 | Sqm |  | 0
12 | 6.11 | Supplying, fitting and fixing in position reinforcement bars up to lst floor level, conforming to relevant I.S. Code for RC.C. work…... (b)High Yield Strength Deformed bars or Tor Bars | 3.22 | Qntl |  | 0
13 | 6.1 | Providing and laying in position specified grade of reinforced cement concrete, excluding the cost Of centerjng, shuttering, finishing and reinforcement- All work up to plinth level: (b) M20 or 1 :l/2:3 | 1.55 | Cum |  | 0
14 | 7.9 | Half brick masonry with common burnt clay (non modular) 1st class bricks in foundations and in plinth: Cement mortar 1 :4 | 1.13 | Sqm |  | 0
15 | 15.2 | 15 mm cement plaster on the rough side of single or half brick wall of mix: (a)1 :4 (1 cement: 4 fine sand) | 15.4 | Sqm |  | 0
16 | 11.15 | Steel work welded in built up sections /framed work including cutting, hoisting, fixing in position and applying a priming coat Of approved steel primer using structural steel etc. as required. | 54.94 | Kg |  | 0
17 | 16.12 | Applying priming coat : With ready mixed red oxide zinc chromate primer Of approved brand and manufacture on steel galvanised iron/ steel works | 1.62 | Sqm |  | 0
18 | 16.22 | Painting Steel work with Deluxe Multi Surface Paint to give an even shade. Two or more coat applied @ 0.90 ltr/10 sqm over an under coat of primer applied @ 0.80 ltr/10 sqm ofapproved brand and manufacture | 1.62 | Sqm |  | 0
Fencing :-
19 | 2.1 | Earthwork in excavation by manual means up to a depth of 2m below the existing ground level for foundation trenches of foundations, footings…... (a) All kinds of soil | 2.4 | Cum |  | 0
20 | 12.5 | Providing soling with stone/ best quality picked jhama brick, sand packed and laid to level…. (b/i) Stone soling of thickness 100mm | 4 | Sqm |  | 0
21 | 5.1 | Plain cement concrete works in foundation bed for footing steps, walls, brick works etc below plinth level…..........(b) 1 :3:6 | 0.98 | Cum |  | 0
22 | 4 | Centering and shutterlng lncludlng struttlng, propplng etc. and removal of form for all heights complcte and as directed by Engineer in charge.
23 | 4.1 | Foundations, footings, bases of columns, etc. for mass concrete | 10.88 | Sqm |  | 0
24 | 19.11 | Providing and fixing G.I. chain link fabric fencing of required width in mesh size 25x25 mm made Of G.I. wire of dia. 3 mm including strengthening with 2 mm dia. wire or nuts, bolts and washers as required complcte as per the direction Of Engineer-in-charge. | 16 | Sqm |  | 0
25 | 11.15 | Steel work welded in built up sections/framed work including cutting, hoisting, fixing in position and applying a priming coat Of approved steel primer using structural steel etc. as required. | 134.89 | Kg |  | 0
26 | 16.12 | Applying priming coat : With ready mixed red oxide zinc chromate primer Of approved brand and manufacture on steel galvanised iron/ steel works | 32 | Sqm |  | 0
27 | 16.22 | Painting Steel work with Deluxe Multi Surface Paint to give an even shade. Two or more coat applied @ 0.90 ltr/10 sqm over an under coat of primer applied @ 0.80 ltr/10 sqm ofapproved brand and manufacture | 32 | Sqm |  | 0
Sub-Total in Figures | [5 empty] | 0
Name of Work: Construction of Sharp Pit
1 | 2.1 | Earthwork in excavation by manual means up to a depth of 2m below the existing ground level for foundation trenches of foundations, footings…... (a) All kinds of soil | 11.8 | Cum |  | 0
2 | 2.6 | Earthwork in filling (excluding rock) in trenches, plinth, sides of foundation etc ,…........ (a) With available excavated earth | 3.22 | Cum |  | 0
4 | 2.8 | Disposal Of surplus earth/ unserviceable material from thework site including loading and unloading completo as directed. (a)First 5 KM | 8.58 | Cum |  | 0
5 | 12.5 | Providing soling with stone/ best quality picked jhama brick, sand packed and laid to level…. (b/i) Stone soling of thickness 100mm | 5.57 | Sqm |  | 0
6 | 5.1 | Plain cement concrete works in foundation bed for footing steps, walls, brick works etc below plinth level…..........(b) 1 :3:6 | 0.56 | Cum |  | 0
7 | 4 | Centering and shutterlng lncludlng struttlng, propplng etc. and removal of form for all heights complcte and as directed by Engineer in charge.
| 4.1 | Foundations, footings, bases of columns, etc. for mass concrete | 0.94 | Sqm |  | 0
| 4.4 | Lintels, beams, plinth beams, girders, bressumers and cantilevers | 1.3 | Sqm |  | 0
| 4.3 | Slabs, roofs, landings, balconies and access platform, shelves | 5.53 | Sqm |  | 0
8 | 6.11 | Supplying, fitting and fixing in position reinforcement bars up to lst floor level, conforming to relevant I.S. Code for RC.C. work…... (b)High Yield Strength Deformed bars or Tor Bars | 0.7 | Qntl |  | 0
9 | 6.1 | Providing and laying in position specified grade of reinforced cement concrete, excluding the cost Of centerjng, shuttering, finishing and reinforcement- All work up to plinth level: (b) M20 or 1 :l/2:3 | 0.62 | Cum |  | 0
10 | 7.2 | Brick work with common burnt clay modular lst class bricks in foundation and in plinth: | 3.75 | Cum |  | 0
11 | 15.2 | 15 mm cement plaster on the rough side of single or half brick wall of mix: (a)1 :4 (1 cement: 4 fine sand) | 29.35 | Sqm |  | 0
12 | 11.16 | Providing and fixing hand rail of approved size bywelding etc. to steel ladder railing, balcony railing, staircase railing and similar works, including applying priming coat of approvedsteel primer. (c ) G.I. pipes | 27.85 | Kg |  | 0
13 | 16.12 | Applying priming coat : With ready mixed red oxide zinc chromate primer Of approved brand and manufacture on steel galvanised iron/ steel works | 0.53 | Sqm |  | 0
18 | 16.22 | Painting Steel work with Deluxe Multi Surface Paint to give an even shade. Two or more coat applied @ 0.90 ltr/10 sqm over an under coat of primer applied @ 0.80 ltr/10 sqm ofapproved brand and manufacture | 0.53 | Sqm |  | 0
Fencing :-
19 | 2.1 | Earthwork in excavation by manual means up to a depth of 2m below the existing ground level for foundation trenches of foundations, footings…... (a) All kinds of soil | 2.4 | Cum |  | 0
20 | 12.5 | Providing soling with stone/ best quality picked jhama brick, sand packed and laid to level…. (b/i) Stone soling of thickness 100mm | 4 | Sqm |  | 0
21 | 5.1 | Plain cement concrete works in foundation bed for footing steps, walls, brick works etc below plinth level…..........(b) 1 :3:6 | 0.98 | Cum |  | 0
22 | 4 | Centering and shutterlng lncludlng struttlng, propplng etc. and removal of form for all heights complcte and as directed by Engineer in charge.
23 | 4.1 | Foundations, footings, bases of columns, etc. for mass concrete | 10.88 | Sqm |  | 0
24 | 19.11 | Providing and fixing G.I. chain link fabric fencing of required width in mesh size 25x25 mm made Of G.I. wire of dia. 3 mm including strengthening with 2 mm dia. wire or nuts, bolts and washers as required complcte as per the direction Of Engineer-in-charge. | 16 | Sqm |  | 0
25 | 11.15 | Steel work welded in built up sections/framed work including cutting, hoisting, fixing in position and applying a priming coat Of approved steel primer using structural steel etc. as required. | 134.3 | Kg |  | 0
26 | 16.12 | Applying priming coat : With ready mixed red oxide zinc chromate primer Of approved brand and manufacture on steel galvanised iron/ steel works | 32 | Sqm |  | 0
27 | 16.22 | Painting Steel work with Deluxe Multi Surface Paint to give an even shade. Two or more coat applied @ 0.90 ltr/10 sqm over an under coat of primer applied @ 0.80 ltr/10 sqm ofapproved brand and manufacture | 32 | Sqm |  | 0
Sub-Total in Figures | [5 empty] | 0
Total in Figures | [5 empty] | 0

## Lama (hidden)
Sl.No | Item No. | Description of Items (With brief specification and reference to book of specification) | Quantity | Unit | Rates in INR (in figure) | Amount in INR
Name of Health Facilities: Lama Sub-Centre
Name of Work: Improvement of Sub-Centre Building
1 | 15.2 | 15 mm cement plaster on the rough side of single or half brick wall of mix: 1 :4 (1 cement: 4 fine sand) | 43.14 | m² |  | 0
2 | 10.1 | Providing wood work in frames (Chowkats) of doors etc., (c) With lst class Local wood(i) | 0.12 | m³ |  | 0
3 | 10.5 | Providing fitting and fixing full panelled doors etc. (a) with 1st class local wood (i)(i) 35 mm thick shutters | 5.6 | m² |  | 0
4 | 11.22 | Providing, fitting and fixing steel windows (including ventilators) of standard rolled steel sections as per relevant I.S. Code., | 6.8 | m² |  | 0
5 | 16.12 | Providing priming coat over new wood and wood base surface etc | 18.38 | m² |  | 0
6 | 16.12 | Applying priming coat over new steel and other metal surface etc., | 11.36 | m² |  | 0
7 | 11.19 | Providing & fixing glass panes with putty…. (a) 4.O mm thick glass panes | 2.45 | m² |  | 0
8 | 12.3 | plain cement concrete apron in prop 1:4:8 with 20 mm down graded coarse aggregate (b) 50 mm thick | 94.04 | m² |  | 0
9 | 16.22 | (b)Painting wood work with Deluxe Mufti Surface Paint of required shade | 53.56 | m² |  | 0
10 | 16.22 | (c)Painting Steel work with Deluxe Multi Surface Paint to give an even shade | 14.69 | m² |  | 0
11 | 16.6 | Distempering with dry distemper of approved brand etc., | 287.95 | m² |  | 0
12 | 16.16 | Finishing walls with Acrylic smooth exterior paint of required shade, including scaffolding | 114.47 | m² |  | 0
13 | 18.1 | Demolishing plain cement concrete including disposal of debris as directed for all level (a) | 3.26 | m² |  | 0
14 | 25.13 | Grading roof with plain cement concrete/cement mortar etc., (c) In CM 1:4 | 4.92 | m² |  | 0
15 | 21.1 | Providing and fixing Chlorinated Polyvinyl Chloride (CPVC) pipes, all CPVC fittings. Complete... (ix) 100mm diameter | 20 | m |  | 0
Sub-Total in Figures | [5 empty] | 0
Name of Work: Construction of Deep Burial Pit
1 | 2.1 | Earthwork in excavation by manual means up to a depth of 2m below the existing ground level for foundation trenches of foundations, footings…... (a) All kinds of soil | 12.82 | Cum |  | 0
2 | 2.6 | Earthwork in filling (excluding rock) in trenches, plinth, sides of foundation etc ,…........ (a) With available excavated earth | 2.43 | Cum |  | 0
3 | 2.3 | Extra over item no. 2.1 and 2.2 above for each lm depth or part thereof beyond the initial depth of 2m…. | 0.65 | Cum |  | 0
4 | 2.8 | Disposal Of surplus earth/ unserviceable material from thework site including loading and unloading completo as directed. (a)First 5 KM | 10.39 | Cum |  | 0
5 | 12.5 | Providing soling with stone/ best quality picked jhama brick, sand packed and laid to level…. (b/i) Stone soling of thickness 100mm | 7.56 | Sqm |  | 0
6 | 5.1 | Plain cement concrete works in foundation bed for footing steps, walls, brick works etc below plinth level…..........(b) 1 :3:6 | 0.76 | Cum |  | 0
7 | 8.1 | Plandom rubble masonry with hard stone in foundation and plinth including levelling up with cement concrete 1:6:12 up to plinth level with: (a) Cement mortar 1 :6 | 3.24 | Cum |  | 0
8 | 4 | Centering and shutterlng lncludlng struttlng, propplng etc. and removal of form for all heights complcte and as directed by Engineer in charge.
9 | 4.1 | Foundations, footings, bases of columns, etc. for mass concrete | 2.16 | Sqm |  | 0
10 | 4.4 | Lintels, beams, plinth beams, girders, bressumers and cantilevers | 5.4 | Sqm |  | 0
11 | 4.3 | Slabs, roofs, landings, balconies and access platform, shelves | 9.88 | Sqm |  | 0
12 | 6.11 | Supplying, fitting and fixing in position reinforcement bars up to lst floor level, conforming to relevant I.S. Code for RC.C. work…... (b)High Yield Strength Deformed bars or Tor Bars | 3.22 | Qntl |  | 0
13 | 6.1 | Providing and laying in position specified grade of reinforced cement concrete, excluding the cost Of centerjng, shuttering, finishing and reinforcement- All work up to plinth level: (b) M20 or 1 :l/2:3 | 1.55 | Cum |  | 0
14 | 7.9 | Half brick masonry with common burnt clay (non modular) 1st class bricks in foundations and in plinth: Cement mortar 1 :4 | 1.13 | Sqm |  | 0
15 | 15.2 | 15 mm cement plaster on the rough side of single or half brick wall of mix: (a)1 :4 (1 cement: 4 fine sand) | 15.4 | Sqm |  | 0
16 | 11.15 | Steel work welded in built up sections /framed work including cutting, hoisting, fixing in position and applying a priming coat Of approved steel primer using structural steel etc. as required. | 54.94 | Kg |  | 0
17 | 16.12 | Applying priming coat : With ready mixed red oxide zinc chromate primer Of approved brand and manufacture on steel galvanised iron/ steel works | 1.62 | Sqm |  | 0
18 | 16.22 | Painting Steel work with Deluxe Multi Surface Paint to give an even shade. Two or more coat applied @ 0.90 ltr/10 sqm over an under coat of primer applied @ 0.80 ltr/10 sqm ofapproved brand and manufacture | 1.62 | Sqm |  | 0
Fencing :-
19 | 2.1 | Earthwork in excavation by manual means up to a depth of 2m below the existing ground level for foundation trenches of foundations, footings…... (a) All kinds of soil | 2.4 | Cum |  | 0
20 | 12.5 | Providing soling with stone/ best quality picked jhama brick, sand packed and laid to level…. (b/i) Stone soling of thickness 100mm | 4 | Sqm |  | 0
21 | 5.1 | Plain cement concrete works in foundation bed for footing steps, walls, brick works etc below plinth level…..........(b) 1 :3:6 | 0.98 | Cum |  | 0
22 | 4 | Centering and shutterlng lncludlng struttlng, propplng etc. and removal of form for all heights complcte and as directed by Engineer in charge.
23 | 4.1 | Foundations, footings, bases of columns, etc. for mass concrete | 10.88 | Sqm |  | 0
24 | 19.11 | Providing and fixing G.I. chain link fabric fencing of required width in mesh size 25x25 mm made Of G.I. wire of dia. 3 mm including strengthening with 2 mm dia. wire or nuts, bolts and washers as required complcte as per the direction Of Engineer-in-charge. | 16 | Sqm |  | 0
25 | 11.15 | Steel work welded in built up sections/framed work including cutting, hoisting, fixing in position and applying a priming coat Of approved steel primer using structural steel etc. as required. | 134.89 | Kg |  | 0
26 | 16.12 | Applying priming coat : With ready mixed red oxide zinc chromate primer Of approved brand and manufacture on steel galvanised iron/ steel works | 32 | Sqm |  | 0
27 | 16.22 | Painting Steel work with Deluxe Multi Surface Paint to give an even shade. Two or more coat applied @ 0.90 ltr/10 sqm over an under coat of primer applied @ 0.80 ltr/10 sqm ofapproved brand and manufacture | 32 | Sqm |  | 0
Sub-Total in Figures | [5 empty] | 0
Name of Work: Construction of Sharp Pit
1 | 2.1 | Earthwork in excavation by manual means up to a depth of 2m below the existing ground level for foundation trenches of foundations, footings…... (a) All kinds of soil | 6.79 | Cum |  | 0
2 | 2.6 | Earthwork in filling (excluding rock) in trenches, plinth, sides of foundation etc ,…........ (a) With available excavated earth | 2.23 | Cum |  | 0
4 | 2.8 | Disposal Of surplus earth/ unserviceable material from thework site including loading and unloading completo as directed. (a)First 5 KM | 4.56 | Cum |  | 0
5 | 12.5 | Providing soling with stone/ best quality picked jhama brick, sand packed and laid to level…. (b/i) Stone soling of thickness 100mm | 3.46 | Sqm |  | 0
6 | 5.1 | Plain cement concrete works in foundation bed for footing steps, walls, brick works etc below plinth level…..........(b) 1 :3:6 | 0.35 | Cum |  | 0
7 | 4 | Centering and shutterlng lncludlng struttlng, propplng etc. and removal of form for all heights complcte and as directed by Engineer in charge.
| 4.1 | Foundations, footings, bases of columns, etc. for mass concrete | 0.74 | Sqm |  | 0
| 4.4 | Lintels, beams, plinth beams, girders, bressumers and cantilevers | 1 | Sqm |  | 0
| 4.3 | Slabs, roofs, landings, balconies and access platform, shelves | 3.42 | Sqm |  | 0
8 | 6.11 | Supplying, fitting and fixing in position reinforcement bars up to lst floor level, conforming to relevant I.S. Code for RC.C. work…... (b)High Yield Strength Deformed bars or Tor Bars | 0.45 | Qntl |  | 0
9 | 6.1 | Providing and laying in position specified grade of reinforced cement concrete, excluding the cost Of centerjng, shuttering, finishing and reinforcement- All work up to plinth level: (b) M20 or 1 :l/2:3 | 0.39 | Cum |  | 0
10 | 7.2 | Brick work with common burnt clay modular lst class bricks in foundation and in plinth: | 2.56 | Cum |  | 0
11 | 15.2 | 15 mm cement plaster on the rough side of single or half brick wall of mix: (a)1 :4 (1 cement: 4 fine sand) | 18.58 | Sqm |  | 0
12 | 11.16 | Providing and fixing hand rail of approved size bywelding etc. to steel ladder railing, balcony railing, staircase railing and similar works, including applying priming coat of approvedsteel primer. (c ) G.I. pipes | 27.85 | Kg |  | 0
13 | 16.12 | Applying priming coat : With ready mixed red oxide zinc chromate primer Of approved brand and manufacture on steel galvanised iron/ steel works | 0.53 | Sqm |  | 0
18 | 16.22 | Painting Steel work with Deluxe Multi Surface Paint to give an even shade. Two or more coat applied @ 0.90 ltr/10 sqm over an under coat of primer applied @ 0.80 ltr/10 sqm ofapproved brand and manufacture | 0.53 | Sqm |  | 0
Fencing :-
19 | 2.1 | Earthwork in excavation by manual means up to a depth of 2m below the existing ground level for foundation trenches of foundations, footings…... (a) All kinds of soil | 2.4 | Cum |  | 0
20 | 12.5 | Providing soling with stone/ best quality picked jhama brick, sand packed and laid to level…. (b/i) Stone soling of thickness 100mm | 4 | Sqm |  | 0
21 | 5.1 | Plain cement concrete works in foundation bed for footing steps, walls, brick works etc below plinth level…..........(b) 1 :3:6 | 0.98 | Cum |  | 0
22 | 4 | Centering and shutterlng lncludlng struttlng, propplng etc. and removal of form for all heights complcte and as directed by Engineer in charge.
23 | 4.1 | Foundations, footings, bases of columns, etc. for mass concrete | 10.88 | Sqm |  | 0
24 | 19.11 | Providing and fixing G.I. chain link fabric fencing of required width in mesh size 25x25 mm made Of G.I. wire of dia. 3 mm including strengthening with 2 mm dia. wire or nuts, bolts and washers as required complcte as per the direction Of Engineer-in-charge. | 16 | Sqm |  | 0
25 | 11.15 | Steel work welded in built up sections/framed work including cutting, hoisting, fixing in position and applying a priming coat Of approved steel primer using structural steel etc. as required. | 134.3 | Kg |  | 0
26 | 16.12 | Applying priming coat : With ready mixed red oxide zinc chromate primer Of approved brand and manufacture on steel galvanised iron/ steel works | 32 | Sqm |  | 0
27 | 16.22 | Painting Steel work with Deluxe Multi Surface Paint to give an even shade. Two or more coat applied @ 0.90 ltr/10 sqm over an under coat of primer applied @ 0.80 ltr/10 sqm ofapproved brand and manufacture | 32 | Sqm |  | 0
Sub-Total in Figures | [5 empty] | 0
Name of Work: Construction Labour Room including Internal Water Supply and Inetrnal Electrification, and Septic Tank
1 | 2.1 | Earthwork in excavation by manual means up to a depth of 2m below the existing ground level….... (a) All kinds of soil | 50.67 | Cum |  | 0
2 | 2.6 | Earthwork in filling (excluding rock) in trenches, plinth, sides of foundation,…......... (a) With available excavated earth | 40.67 | Cum |  | 0
3 | 2.9 | Earth work in excavation by manuav mechanical means(Hydraulic excavator) over areas…........... (a)All kinds of soil | 70.52 | Cum |  | 0
4 | 2.8 | Disposal Of surplus earth/ unserviceable material from thework site including loading and unloading complete ….... (a)First 5 KM | 80.52 | Cum |  | 0
5 | 12.5 | Providing soling with stone/ best quality picked jhama brick, sand packed and laid to level…........ (b/i) Stone soling of thickness 100mm | 70.77 | Sqm |  | 0
6 | 5.1 | Plain cement concrete works in foundation bed for footing steps, walls, brick works etc below plinth level…................. (b) 1 :3:6 | 7.08 | Cum |  | 0
7 | 8.1 | Plandom rubble masonry with hard stone in foundation and plinth including levelling up with cement concrete 1:6:12…............. (a) Cement mortar 1 :6 | 7.69 | Cum |  | 0
8 | 4 | Centering and shuttering lncludlng strutting, propplng etc. and removal of form for all heights complete
|  | (4.1) Foundations, footings, bases of columns, etc. for mass concrete | 19.92 | Sqm |  | 0
|  | (4.4)Lintels, beams, plinth beams, girders, bressumers and cantilevers | 48.88 | Sqm |  | 0
|  | (4.5)Columns, Pillars, Piers, Abutments, Posts and struts | 25.2 | Sqm |  | 0
|  | (4.3)Slabs, roofs, landings, balconies and access platform, shelves | 56.45 | Sqm |  | 0
9 | 6.11 | Supplying, fitting and fixing in position reinforcement bars up to lst floor level, conforming to relevant I.S. Code for R.C.C. work…..... (b)High Yield Strength Deformed bars or Tor Bars | 24.04 | Qntl |  | 0
10 | 6.1 | Providing and laying in position specified grade of reinforced cement concrete,….......... (b) M20 or 1 :l/2:3 | 12.31 | Cum |  | 0
11 | 6.2 | Reinforced cement concrete work in walls (any thickness), including attached pilasters, buttresses, fillets, columns,pillars, posts and struts etc. above plinth level up to first floor level…...................... (b) M20 or 1 :l/2:3 | 9.9 | Cum |  | 0
12 | 12.2 | Providing and laying damp proof course with cement concretein prop 1 :11/2:3…....... (b)25mm thick | 7.11 | Sqm |  | 0
13 | 12.8 | Cement concrcte floor topping 1:1:2 (1 cement: 1 coarsesand: 2 stone aggregate) finished with a floating coat of neat cement, including cement slurry, complete. (b)20mm thick | 51.87 | Sqm |  | 0
14 | 7.1 | Half brick masonry with common burnt clay (non modular) lst class bricks in superstructure above plinth level up to first floor level,. (b) Cement mortar 1 :4 | 89.13 | Sqm |  | 0
15 | 7.2 | Brick work with common burnt clay modular lst class bricks in foundation and in plinth: (b)Cement Mortar 1 :6 | 0.28 | Cum |  | 0
16 | 15.2 | 15 mm cement plaster on the rough side of single or half brick wall of mix: (a)1 :4 (1 cement: 4 fine sand) | 243.19 | Sqm |  | 0
17 | 16.11 | Applying one coat of water thinnable cement primer of approved brand and manufacture on surfaces: Water thinnable cement primer | 243.19 | Sqm |  | 0
18 | 16.17 | Finishing walls with Premium Acrylic Smooth exterior paintwith Silicone additives of required shade, including scaffolding: New work ITwo or more coats | 114.29 | Sqm |  | 0
19 | 16.6 | Distempering with dry distemper of approved brand and manufacture (two or more coats) of required shade on new work…........ | 128.9 | Sqm |  | 0
20 | 12.41 | Providing and laying vitrified floor tiles in different sizes and conforming to ls:15622, of approved make, in all colours and shades laid on 20 mm thick cement mortar 1:4 (b) Size of tile 600x600 mm | 35.32 | Sqm |  | 0
21 | 9.27 | Providing polished VITRIFIED wall tiles of approved quality, size, shape and thickness not less than 8 mm on walls and skirting over cement mortar bed 10 mm thick in prop.1:3…... (b) Premium range | 65.57 | Sqm |  | 0
22 | 10.1 | Providing wood work in frames Of doors, windows, clerestory windows and other frames…. (c) With lst class Local wood (i) Pooma/ Hollock/ Gamari/ | 0.14 | Cum |  | 0
23 | 10.5 | Providing and fixing panelled or panelled and glazed shutters for doors, windows and clerestory windows ….. (c) With lst class Local wood Pooma/ Hollock/ Gamari/ and the like (i) 35 mm thick shutters | 5.04 | Sqm |  | 0
24 | 16.12 | Applying priming coat: (a)With ready mked pink or Grey primer Of approved brand and manufacture on wood work (hard and soft wood) | 6.44 | Sqm |  | 0
25 | 16.22 | Finishing with Deluxe Multi surface paint system for interiors and exteriors….....(b)Painting wood work with Deluxe Mufti Surface Paint of required shade. Two or more coats | 6.44 | Sqm |  | 0
26 | 24.1 | Providing and fixing aluminium work for doors, windows, ventilators and partitions with extruded built up standard tubular sections/appropriate Z sections and other sections of approved make…...... (a) For fixed portion (i)Anodised aluminium | 101.85 | Kg |  | 0
27 | 24.2 | Providing and fixing 12 mm thick pre-laminated particle board flat pressed three layer or graded wood particle board, in panelling fixed in aluminium doors, windows shutters and partition (b)Pre-laminated particle board with decorative lamination on both sides | 28.81 | Sqm |  | 0
28 | 24.3 | Providing and fixing glazing in aluminium door. window, ventilator shutters and partitions etc…. (b)With float glass panes of 4.0 mm thickness | 11.1 | Sqm |  | 0
29 | 24.4 | Providing and fixing double action hydraulic floor spring of approved brand and manufacture,…...... a) With stainless steel cover plate minimum 1.25 mm thickness | 3 | Each |  | 0
30 | 24.12 | Providing and fixing aluminium tubular handle bar 32 mm outer dia, 3.0 mm thick & 2100 mm long with SS screws etc. . (a)Anodized (AC 15) aluminium tubular handle bar | 6 | Each |  | 0
31 | 24.13 | Providing and fixing Brass 100 mm mortise latch and lock with 6 levers without pair of handles (best make of approved quality) for aluminium doors including necessary cutting and making good etc. complete. | 12 | Each |  | 0
32 | 11.22 | Providing, fitting and fixing steel windows (including ventilators) of standard rolled steel sections as per relevant I.S. Code,…........ (a) Openable | 6.84 | Sqm |  | 0
33 | 11.24 | Providing and fixing M.S. grills Of required pattern in trames Of windows, etc. with M.S. flats, square or round bars, etc…. (a)Fixed to steel windows by welding | 242.88 | Kg |  | 0
34 | 11.19 | Providing & fixing glass panes with putty and glazing clips in steel doors, windows, clerestory windows, all complete with (b) 4 mm thick | 6.84 | Sqm |  | 0
35 | 16.22 | Finishing with Deluxe Multi surface paint system for interiors and exteriors ,…(c)Painting Steel work with Deluxe Multi Surface Paint to give an even shade. Two or more coat | 9.09 | Sqm |  | 0
Plinth Protection :-
36 | 2.1 | Earthwork in excavation by manual means up to a depth of 2m below the existing ground level,….. (a) All kinds of soil | 18 | Cum |  | 0
37 | 12.4 | Making plinth protection 50mm thick of cement concrete 1:3:6(1 cement: 3 coarse sand: 6 graded stone aggregate 20 mm nominal size) over 75 mm thick bed of dry brick ballast 40 mm nominal size | 60 | Sqm |  | 0
38 | 12.5 | Providing soling with stone/ best quality picked jhama brick, sand packed and laid to level…........ (b/i) Stone soling of thickness 100mm | 50 | Sqm |  | 0
39 | 5.1 | Plain cement concrete works in foundation bed for footing steps, walls, brick works etc below plinth level…........ (b) 1 :3:6 | 3.75 | Cum |  | 0
40 | 4 | Centering and shutterlng lncludlng struttlng, propplng etc. and removal of form for all heights complcte (4.1) Foundations, footings, bases of columns, etc. for mass concrete | 20 | Sqm |  | 0
41 | 7.2 | Brick work with common burnt clay modular lst class bricks in foundation and in plinth: (b)Cement Mortar 1 :6 | 4.8 | Cum |  | 0
42 | 15.2 | 15 mm cement plaster on the rough side of single or half brick wall of mix: (a)1 :4 (1 cement: 4 fine sand) | 80 | Sqm |  | 0
Internal Sanitary and Plumbing :-
43 | 20.1 | Providing and fixing water closet squatting pan (Indian type W.C. pan) with 100 mm sand Cast Iron P or S trap, 10 litre low level white P.V.C. flushing cistern, including flush pipe…........ (a)White Vitreous china Orissa pattern W.C, pan of size 580x440 mm | 1 | Each |  | 0
44 | 20.2 | Providing and fixing a pair of white vitreous china foot rests of standard pattern for squatting pan water closet: (a)250xl 30x30 mm | 1 | Each |  | 0
45 | 20.7 | Providing and fixing wash basin with C.I. brackets, 15 mm C.P. brass pillar taps, 32 mm C.P. brass waste of standard patter,…......... (a)White Vitreous China Wash basin size 630x450 mm with a pair of 15 mm C.P. brass pillar taps | 1 | Each |  | 0
46 | 20.24 | providing and fixing G.I inlet connection for flush pipe connection with W.C Pan | 1 | Each |  | 0
47 | 20.32 | providing and fixing PVC waste pipe for sink or wash basin including PVC waste fitting complete. (a)semi-rigid pipe (ii)40mm dia | 1 | Each |  | 0
48 | 20.39 | providing and fixing soil, waste and vent pipe :- (a)100mm dia (i)sand cast iron S&S pipe as per IS:1729 | 10 | Rm |  | 0
49 | 21.16 | Providing and fixing brass bib cock of approved quality: (b) 20 mm nominal bore | 2 | Each |  | 0
50 | 21.46 | Providing and placing on terrace (at all floor levels) polyethylene water storage tank, ls:12701 marked, with cover and suitable locking arrangement,…......... (c) 1000 litre capacity | 1000 | Litre |  | 0
51 | 21.1 | Providing and fixing Chlorinated Polyvinyl Chloride (CPVC) pipes including all CPVC plain & brass threaded fittings, …....... (ix) 100mm diameter | 10 | Rm |  | 0
52 | 21.11 | Providing and fixing G.I. pipes complete with G.I. fittings and clamps, i/c cutting and making good the walls etc. Internal work - Exposed on wall (ii) 20 mm diameter nominal bore | 80 | Rm |  | 0
Internal Eletrification :-
53 | 1 | Wiring in looping system with copper PVC cable 250/440 volt grade of size 1.5 sqm of approved quality (a) Long Point (i) With Copper conductor | 10 | Each |  | 0
54 | 2 | Wiring as an item No. 1 complete to a light plug point when fixed elsewhere. (a) Long Point (i) With Copper conductor | 3 | Each |  | 0
55 | 4 | Wiring to a power plug as an item No. 1 above with 2 x 4mm (a) Long Point (i) With Copper conductor | 3 | Each |  | 0
56 | 9 | Drawing of Main and Sub- Main line with DGSD approved (b) With 2 x 4 mm² copper conductor (i) With Copper | 80 | m |  | 0
|  | (c) With 2 x 6 mm² copper conductor (i) With Copper | 120 | m |  | 0
57 | 51 | Supplying & fixing of Load Kontaket Miniature Circuit Breakers (MCBs). (b) 6 - 32 Amp SP MCB Capacity | 4 | Each |  | 0
58 | 53 | Supplying fitting & fixing of Load Kontaket Miniature Circuit Breakers Double Pole (Isolator) (b) 32 - 125 Amp TP Isolator | 1 | Each |  | 0
59 | 55 | Supplying fitting & fixing of Single opening Metal Enclosure MCB Distribution Box. (b) 4/6/8 Way | 2 | Each |  | 0
60 | 62 | Supplying fitting & fixing T5/T8/T9 etc Fluorescent tube light fitting complete | 6 | Each |  | 0
SEPTIC TANK & SOAK PIT :-
61 | 2.1 | Earthwork in excavation by manual means up to a depth of 2m below the existing ground level,…........ (a) All kinds of soil | 10.06 | Cum |  | 0
62 | 12.5 | Providing soling with stone/ best quality picked jhama brick, sand packed and laid to level…........ (b/i) Stone soling of thickness 100mm | 4.5 | Sqm |  | 0
63 | 5.1 | Plain cement concrete works in foundation bed for footing steps, walls, brick works etc below plinth level,…..... (b) 1 :3:6 | 0.45 | Cum |  | 0
64 | 4 | Centering and shutterlng lncludlng struttlng, propplng etc. and removal of form for all heights complcte,…........ (4.1) Foundations, footings, bases of columns, etc. for mass concrete | 0.9 | Sqm |  | 0
|  | (4.4)Lintels, beams, plinth beams, girders, bressumers and cantilevers | 1.08 | Sqm |  | 0
|  | (4.3)Slabs, roofs, landings, balconies and access platform, shelves | 5.4 | Sqm |  | 0
65 | 6.11 | Supplying, fitting and fixing in position reinforcement bars up to lst floor level, conforming to relevant I.S. Code for R.C.C. work.. (b)High Yield Strength Deformed bars or Tor Bars | 1.47 | Qntl |  | 0
66 | 6.1 | Providing and laying in position specified grade of reinforced cement concrete,….......... (b) M20 or 1 :l/2:3 | 1.18 | Cum |  | 0
67 | 7.2 | Brick work with common burnt clay modular lst class bricks in foundation and in plinth: (b)Cement Mortar 1 :6 | 4.69 | Cum |  | 0
68 | 15.2 | 15 mm cement plaster on the rough side of single or half brick wall of mix: (a)1 :4 (1 cement: 4 fine sand) | 45.78 | Sqm |  | 0
69 | 21.10 | Providing and fixing Chlorinated Polyvinyl Chloride (CPVC) pipe including all CPVC plain & brass threaded fittings, (ix) 100mm diameter | 9 | Rm |  | 0
70 | 22.30 | Making soak pit 2.5 in diameter 3,0 metre deep with 45x45cm dry brick honey comb shaft with bricks and S.W. drain pipe 100 mm diamcter,1.8 in long complete as per standard design. | 1 | Each |  | 0
Sub-Total in Figures | [5 empty] | 0
Total in Figures | [5 empty] | 0

## Natbor (hidden)
Sl.No | Item No. | Description of Items (With brief specification and reference to book of specification) | Quantity | Unit | Rates in INR (in figure) | Amount in INR
Name of Health Facilities: Natbor Sub-Centre
Name of Work: Improvement of Sub-Centre Building
1 | 18.1 | Demolishing plain cement concrete including disposal of debris as directed for level (a) Prop (1:3:6) or richer mix | 10.79 | m³ |  | 0
2 | 25.13 | Grading roof with plain cement concrete/cement mortar etc., (c) In CM 1:4 | 10.79 | m³ |  | 0
3 | 15.2 | 15 mm cement plaster on the rough side of single or half brick wall of mix: 1 :4 (1 cement: 4 fine sand) | 300 | m² |  | 0
4 | 21.1 | Providing and fixing Chlorinated Polyvinyl Chloride (CPVC) pipes, having thermal stability for hot & cold water supply including all CPVC fittings. Complete... External work (ix) 100mm diameter | 36 | Rm |  | 0
5 | 16.16 | Finishing walls with Acrylic smooth exterior paint of required shade, including scaffolding | 300 | m² |  | 0
6 | 16.6 | Distempering with dry distemper of approved brand etc., | 559.34 | m² |  | 0
7 | 12.3 | plain cement concrete apron in prop 1:4:8 with 20 mm down graded coarse aggregate (b) 50 mm thick | 62 | m² |  | 0
8 | 10.1 | Providing wood work in frames (Chowkats) of doors etc., (a) With Teak wood/ Sissu wood | 1.5 | m³ |  | 0
9 | 10.5 | Providing fitting and fixing full panelled doors etc. (a) With Teak wood/ Sissu wood (i) 35 mm thick shutters | 66.36 | m² |  | 0
10 | 16.13 | Applying priming coats with primer Of approved brand….(i)With ready mixed pink or grey primer on wood work | 220.07 | m² |  | 0
11 | 16.22 | (b)Painting wood work with Deluxe Mufti Surface Paint of required shade | 132.72 | m² |  | 0
12 | 16.22 | (c)Painting Steel work with Deluxe Multi Surface Paint to give an even shade | 34.11 | m² |  | 0
13 | 11.19 | Providing & fixing glass panes with putty…. (a) 4.0 mm thick glass panes | 17.25 | m² |  | 0
Sub-Total in Figures | [5 empty] | 0
Name of Work: Construction of Deep Burial Pit
1 | 2.1 | Earthwork in excavation by manual means up to a depth of 2m below the existing ground level for foundation trenches of foundations, footings…... (a) All kinds of soil | 12.82 | Cum |  | 0
2 | 2.6 | Earthwork in filling (excluding rock) in trenches, plinth, sides of foundation etc ,…........ (a) With available excavated earth | 2.43 | Cum |  | 0
3 | 2.3 | Extra over item no. 2.1 and 2.2 above for each lm depth or part thereof beyond the initial depth of 2m…. | 0.65 | Cum |  | 0
4 | 2.8 | Disposal Of surplus earth/ unserviceable material from thework site including loading and unloading completo as directed. (a)First 5 KM | 10.39 | Cum |  | 0
5 | 12.5 | Providing soling with stone/ best quality picked jhama brick, sand packed and laid to level…. (b/i) Stone soling of thickness 100mm | 7.56 | Sqm |  | 0
6 | 5.1 | Plain cement concrete works in foundation bed for footing steps, walls, brick works etc below plinth level…..........(b) 1 :3:6 | 0.76 | Cum |  | 0
7 | 8.1 | Plandom rubble masonry with hard stone in foundation and plinth including levelling up with cement concrete 1:6:12 up to plinth level with: (a) Cement mortar 1 :6 | 3.24 | Cum |  | 0
8 | 4 | Centering and shutterlng lncludlng struttlng, propplng etc. and removal of form for all heights complcte and as directed by Engineer in charge.
9 | 4.1 | Foundations, footings, bases of columns, etc. for mass concrete | 2.16 | Sqm |  | 0
10 | 4.4 | Lintels, beams, plinth beams, girders, bressumers and cantilevers | 5.4 | Sqm |  | 0
11 | 4.3 | Slabs, roofs, landings, balconies and access platform, shelves | 9.88 | Sqm |  | 0
12 | 6.11 | Supplying, fitting and fixing in position reinforcement bars up to lst floor level, conforming to relevant I.S. Code for RC.C. work…... (b)High Yield Strength Deformed bars or Tor Bars | 3.22 | Qntl |  | 0
13 | 6.1 | Providing and laying in position specified grade of reinforced cement concrete, excluding the cost Of centerjng, shuttering, finishing and reinforcement- All work up to plinth level: (b) M20 or 1 :l/2:3 | 1.55 | Cum |  | 0
14 | 7.9 | Half brick masonry with common burnt clay (non modular) 1st class bricks in foundations and in plinth: Cement mortar 1 :4 | 1.13 | Sqm |  | 0
15 | 15.2 | 15 mm cement plaster on the rough side of single or half brick wall of mix: (a)1 :4 (1 cement: 4 fine sand) | 15.4 | Sqm |  | 0
16 | 11.15 | Steel work welded in built up sections /framed work including cutting, hoisting, fixing in position and applying a priming coat Of approved steel primer using structural steel etc. as required. | 54.94 | Kg |  | 0
17 | 16.12 | Applying priming coat : With ready mixed red oxide zinc chromate primer Of approved brand and manufacture on steel galvanised iron/ steel works | 1.62 | Sqm |  | 0
18 | 16.22 | Painting Steel work with Deluxe Multi Surface Paint to give an even shade. Two or more coat applied @ 0.90 ltr/10 sqm over an under coat of primer applied @ 0.80 ltr/10 sqm ofapproved brand and manufacture | 1.62 | Sqm |  | 0
Fencing :-
19 | 2.1 | Earthwork in excavation by manual means up to a depth of 2m below the existing ground level for foundation trenches of foundations, footings…... (a) All kinds of soil | 2.4 | Cum |  | 0
20 | 12.5 | Providing soling with stone/ best quality picked jhama brick, sand packed and laid to level…. (b/i) Stone soling of thickness 100mm | 4 | Sqm |  | 0
21 | 5.1 | Plain cement concrete works in foundation bed for footing steps, walls, brick works etc below plinth level…..........(b) 1 :3:6 | 0.98 | Cum |  | 0
22 | 4 | Centering and shutterlng lncludlng struttlng, propplng etc. and removal of form for all heights complcte and as directed by Engineer in charge.
23 | 4.1 | Foundations, footings, bases of columns, etc. for mass concrete | 10.88 | Sqm |  | 0
24 | 19.11 | Providing and fixing G.I. chain link fabric fencing of required width in mesh size 25x25 mm made Of G.I. wire of dia. 3 mm including strengthening with 2 mm dia. wire or nuts, bolts and washers as required complcte as per the direction Of Engineer-in-charge. | 16 | Sqm |  | 0
25 | 11.15 | Steel work welded in built up sections/framed work including cutting, hoisting, fixing in position and applying a priming coat Of approved steel primer using structural steel etc. as required. | 134.89 | Kg |  | 0
26 | 16.12 | Applying priming coat : With ready mixed red oxide zinc chromate primer Of approved brand and manufacture on steel galvanised iron/ steel works | 32 | Sqm |  | 0
27 | 16.22 | Painting Steel work with Deluxe Multi Surface Paint to give an even shade. Two or more coat applied @ 0.90 ltr/10 sqm over an under coat of primer applied @ 0.80 ltr/10 sqm ofapproved brand and manufacture | 32 | Sqm |  | 0
Sub-Total in Figures | [5 empty] | 0
Name of Work: Construction of Sharp Pit
1 | 2.1 | Earthwork in excavation by manual means up to a depth of 2m below the existing ground level for foundation trenches of foundations, footings…... (a) All kinds of soil | 6.79 | Cum |  | 0
2 | 2.6 | Earthwork in filling (excluding rock) in trenches, plinth, sides of foundation etc ,…........ (a) With available excavated earth | 2.23 | Cum |  | 0
4 | 2.8 | Disposal Of surplus earth/ unserviceable material from thework site including loading and unloading completo as directed. (a)First 5 KM | 4.56 | Cum |  | 0
5 | 12.5 | Providing soling with stone/ best quality picked jhama brick, sand packed and laid to level…. (b/i) Stone soling of thickness 100mm | 3.46 | Sqm |  | 0
6 | 5.1 | Plain cement concrete works in foundation bed for footing steps, walls, brick works etc below plinth level…..........(b) 1 :3:6 | 0.35 | Cum |  | 0
7 | 4 | Centering and shutterlng lncludlng struttlng, propplng etc. and removal of form for all heights complcte and as directed by Engineer in charge. |  |  |  | 0
| 4.1 | Foundations, footings, bases of columns, etc. for mass concrete | 0.74 | Sqm
| 4.4 | Lintels, beams, plinth beams, girders, bressumers and cantilevers | 1 | Sqm |  | 0
| 4.3 | Slabs, roofs, landings, balconies and access platform, shelves | 3.42 | Sqm |  | 0
8 | 6.11 | Supplying, fitting and fixing in position reinforcement bars up to lst floor level, conforming to relevant I.S. Code for RC.C. work…... (b)High Yield Strength Deformed bars or Tor Bars | 0.45 | Qntl |  | 0
9 | 6.1 | Providing and laying in position specified grade of reinforced cement concrete, excluding the cost Of centerjng, shuttering, finishing and reinforcement- All work up to plinth level: (b) M20 or 1 :l/2:3 | 0.39 | Cum |  | 0
10 | 7.2 | Brick work with common burnt clay modular lst class bricks in foundation and in plinth: | 2.56 | Cum |  | 0
11 | 15.2 | 15 mm cement plaster on the rough side of single or half brick wall of mix: (a)1 :4 (1 cement: 4 fine sand) | 18.58 | Sqm |  | 0
12 | 11.16 | Providing and fixing hand rail of approved size bywelding etc. to steel ladder railing, balcony railing, staircase railing and similar works, including applying priming coat of approvedsteel primer. (c ) G.I. pipes | 27.85 | Kg |  | 0
13 | 16.12 | Applying priming coat : With ready mixed red oxide zinc chromate primer Of approved brand and manufacture on steel galvanised iron/ steel works | 0.53 | Sqm |  | 0
18 | 16.22 | Painting Steel work with Deluxe Multi Surface Paint to give an even shade. Two or more coat applied @ 0.90 ltr/10 sqm over an under coat of primer applied @ 0.80 ltr/10 sqm ofapproved brand and manufacture | 0.53 | Sqm |  | 0
Fencing :-
19 | 2.1 | Earthwork in excavation by manual means up to a depth of 2m below the existing ground level for foundation trenches of foundations, footings…... (a) All kinds of soil | 2.4 | Cum |  | 0
20 | 12.5 | Providing soling with stone/ best quality picked jhama brick, sand packed and laid to level…. (b/i) Stone soling of thickness 100mm | 4 | Sqm |  | 0
21 | 5.1 | Plain cement concrete works in foundation bed for footing steps, walls, brick works etc below plinth level…..........(b) 1 :3:6 | 0.98 | Cum |  | 0
22 | 4 | Centering and shutterlng lncludlng struttlng, propplng etc. and removal of form for all heights complcte and as directed by Engineer in charge.
23 | 4.1 | Foundations, footings, bases of columns, etc. for mass concrete | 10.88 | Sqm |  | 0
24 | 19.11 | Providing and fixing G.I. chain link fabric fencing of required width in mesh size 25x25 mm made Of G.I. wire of dia. 3 mm including strengthening with 2 mm dia. wire or nuts, bolts and washers as required complcte as per the direction Of Engineer-in-charge. | 16 | Sqm |  | 0
25 | 11.15 | Steel work welded in built up sections/framed work including cutting, hoisting, fixing in position and applying a priming coat Of approved steel primer using structural steel etc. as required. | 134.3 | Kg |  | 0
26 | 16.12 | Applying priming coat : With ready mixed red oxide zinc chromate primer Of approved brand and manufacture on steel galvanised iron/ steel works | 32 | Sqm |  | 0
27 | 16.22 | Painting Steel work with Deluxe Multi Surface Paint to give an even shade. Two or more coat applied @ 0.90 ltr/10 sqm over an under coat of primer applied @ 0.80 ltr/10 sqm ofapproved brand and manufacture | 32 | Sqm |  | 0
Sub-Total in Figures | [5 empty] | 0
Total in Figures | [5 empty] | 0

## Iapmala (hidden)
Sl.No | Item No. | Description of Items (With brief specification and reference to book of specification) | Quantity | Unit | Rates in INR (in figure) | Amount in INR
Name of Health Facilities: Iapmala Sub-Centre
Name of Work: Improvement of Sub-Centre Building
1 | 10.2 | Providing dressed wood work in post walls, battens etc. (c) With lst class Local wood | 0.5 | m³ |  | 0
2 | 10.2 | Providing undressed wood work in roof truss, rafter, purlin etc. (c)With lst class Local wood | 1.7 | m³ |  | 0
3 | 13.1 | Prroviding corrugated galvanised iron sheet roofing of TATA etc., (c) 0.63 mm thick | 28 | m² |  | 0
4 | 13.4 | Providing glavd iron ridging of TAT etc. (b) 0.63mm thick | 11 | Rm |  | 0
5 | 14.1 | Providing and fixing insulating board ceiling Of approved quality with necessary nails etc. complete (a)Natural colour insulating board 12 mm thick | 48 | m² |  | 0
6 | 15.2 | 15mm thick cement plaster in single coat on fair side etc : in CM 1:4 | 17.51 | m² |  | 0
7 | 12.3 | plain cement concrete apron in prop 1:4:8 with 20 mm down graded coarse aggregate (b) 50 mm thick | 20 | m² |  | 0
8 | 11.22 | Providing, fitting and fixing steel windows (including ventilators) of standard rolled steel sections as per relevant I.S. Code., | 8.5 | m² |  | 0
9 | 10.49 | Providing barge board of size 200mm x 20mm including fitting and fixing etc (b) 1 st class Local timber | 24 | Rm |  | 0
10 | 11.19 | Providing & fixing glass panes with putty…. (a) 4.0 mm thick glass panes | 4 | m² |  | 0
11 | 10.1 | Providing wood work in frames (Chowkats) of doors etc., (c) With lst class Local wood (i) Pooma/ Hollock/ Gamari/ and the like | 0.12 | m³ |  | 0
12 | 10.5 | Providing fitting and fixing full panelled doors etc. (a) with 1st class local wood (i)Pooma/ Hollock/ Gamari/ and the like (i) 35 mm thick shutters | 4 | m² |  | 0
13 | 16.12 | Providing priming coat over new wood and wood base surface etc | 14.3 | m² |  | 0
14 | 16.12 | Applying priming coat over new steel and other metal surface etc., | 14.2 | m² |  | 0
15 | 16.16 | Finishing walls with Acrylic smooth exterior paint of required shade, including scaffolding | 130 | m² |  | 0
16 | 16.6 | Distempering with dry distemper of approved brand etc., | 190 | m² |  | 0
17 | 16.22 | (b)Painting wood work with Deluxe Mufti Surface Paint of required shade | 67.6 | m² |  | 0
18 | 16.22 | (c)Painting Steel work with Deluxe Multi Surface Paint to give an even shade | 14.2 | m² |  | 0
19 | 16.14 | Finishing walls with water proofing cement paint of required shade:New work (Two or more coats applied @ 3,84 kg/10 sqm) | 53.81 | m² |  | 0
20 | 16.25 | Painting on G.S. sheet with synthetic enamel paint of approved brand (b)old work | 146.2 | m² |  | 0
Sub-Total in Figures | [5 empty] | 0
Name of Work: Construction of Deep Burial Pit
1 | 2.1 | Earthwork in excavation by manual means up to a depth of 2m below the existing ground level for foundation trenches of foundations, footings…... (a) All kinds of soil | 12.82 | Cum |  | 0
2 | 2.6 | Earthwork in filling (excluding rock) in trenches, plinth, sides of foundation etc ,…........ (a) With available excavated earth | 2.43 | Cum |  | 0
3 | 2.3 | Extra over item no. 2.1 and 2.2 above for each lm depth or part thereof beyond the initial depth of 2m…. | 0.65 | Cum |  | 0
4 | 2.8 | Disposal Of surplus earth/ unserviceable material from thework site including loading and unloading completo as directed. (a)First 5 KM | 10.39 | Cum |  | 0
5 | 12.5 | Providing soling with stone/ best quality picked jhama brick, sand packed and laid to level…. (b/i) Stone soling of thickness 100mm | 7.56 | Sqm |  | 0
6 | 5.1 | Plain cement concrete works in foundation bed for footing steps, walls, brick works etc below plinth level…..........(b) 1 :3:6 | 0.76 | Cum |  | 0
7 | 8.1 | Plandom rubble masonry with hard stone in foundation and plinth including levelling up with cement concrete 1:6:12 up to plinth level with: (a) Cement mortar 1 :6 | 3.24 | Cum |  | 0
8 | 4 | Centering and shutterlng lncludlng struttlng, propplng etc. and removal of form for all heights complcte and as directed by Engineer in charge.
9 | 4.1 | Foundations, footings, bases of columns, etc. for mass concrete | 2.16 | Sqm |  | 0
10 | 4.4 | Lintels, beams, plinth beams, girders, bressumers and cantilevers | 5.4 | Sqm |  | 0
11 | 4.3 | Slabs, roofs, landings, balconies and access platform, shelves | 9.88 | Sqm |  | 0
12 | 6.11 | Supplying, fitting and fixing in position reinforcement bars up to lst floor level, conforming to relevant I.S. Code for RC.C. work…... (b)High Yield Strength Deformed bars or Tor Bars | 3.22 | Qntl |  | 0
13 | 6.1 | Providing and laying in position specified grade of reinforced cement concrete, excluding the cost Of centerjng, shuttering, finishing and reinforcement- All work up to plinth level: (b) M20 or 1 :l/2:3 | 1.55 | Cum |  | 0
14 | 7.9 | Half brick masonry with common burnt clay (non modular) 1st class bricks in foundations and in plinth: Cement mortar 1 :4 | 1.13 | Sqm |  | 0
15 | 15.2 | 15 mm cement plaster on the rough side of single or half brick wall of mix: (a)1 :4 (1 cement: 4 fine sand) | 15.4 | Sqm |  | 0
16 | 11.15 | Steel work welded in built up sections /framed work including cutting, hoisting, fixing in position and applying a priming coat Of approved steel primer using structural steel etc. as required. | 54.94 | Kg |  | 0
17 | 16.12 | Applying priming coat : With ready mixed red oxide zinc chromate primer Of approved brand and manufacture on steel galvanised iron/ steel works | 1.62 | Sqm |  | 0
18 | 16.22 | Painting Steel work with Deluxe Multi Surface Paint to give an even shade. Two or more coat applied @ 0.90 ltr/10 sqm over an under coat of primer applied @ 0.80 ltr/10 sqm ofapproved brand and manufacture | 1.62 | Sqm |  | 0
Fencing :-
19 | 2.1 | Earthwork in excavation by manual means up to a depth of 2m below the existing ground level for foundation trenches of foundations, footings…... (a) All kinds of soil | 2.4 | Cum |  | 0
20 | 12.5 | Providing soling with stone/ best quality picked jhama brick, sand packed and laid to level…. (b/i) Stone soling of thickness 100mm | 4 | Sqm |  | 0
21 | 5.1 | Plain cement concrete works in foundation bed for footing steps, walls, brick works etc below plinth level…..........(b) 1 :3:6 | 0.98 | Cum |  | 0
22 | 4 | Centering and shutterlng lncludlng struttlng, propplng etc. and removal of form for all heights complcte and as directed by Engineer in charge.
23 | 4.1 | Foundations, footings, bases of columns, etc. for mass concrete | 10.88 | Sqm |  | 0
24 | 19.11 | Providing and fixing G.I. chain link fabric fencing of required width in mesh size 25x25 mm made Of G.I. wire of dia. 3 mm including strengthening with 2 mm dia. wire or nuts, bolts and washers as required complcte as per the direction Of Engineer-in-charge. | 16 | Sqm |  | 0
25 | 11.15 | Steel work welded in built up sections/framed work including cutting, hoisting, fixing in position and applying a priming coat Of approved steel primer using structural steel etc. as required. | 134.89 | Kg |  | 0
26 | 16.12 | Applying priming coat : With ready mixed red oxide zinc chromate primer Of approved brand and manufacture on steel galvanised iron/ steel works | 32 | Sqm |  | 0
27 | 16.22 | Painting Steel work with Deluxe Multi Surface Paint to give an even shade. Two or more coat applied @ 0.90 ltr/10 sqm over an under coat of primer applied @ 0.80 ltr/10 sqm ofapproved brand and manufacture | 32 | Sqm |  | 0
Sub-Total in Figures | [5 empty] | 0
Name of Work: Construction of Sharp Pit
1 | 2.1 | Earthwork in excavation by manual means up to a depth of 2m below the existing ground level for foundation trenches of foundations, footings…... (a) All kinds of soil | 21.54 | Cum |  | 0
2 | 2.6 | Earthwork in filling (excluding rock) in trenches, plinth, sides of foundation etc ,…........ (a) With available excavated earth | 5.04 | Cum |  | 0
3 | 2.3 | Extra over item no. 2.1 and 2.2 above for each lm depth or part thereof beyond the initial depth of 2m…. | 2.81 | Cum |  | 0
4 | 2.8 | Disposal Of surplus earth/ unserviceable material from thework site including loading and unloading completo as directed. (a)First 5 KM | 16.5 | Cum |  | 0
5 | 12.5 | Providing soling with stone/ best quality picked jhama brick, sand packed and laid to level…. (b/i) Stone soling of thickness 100mm | 8.18 | Sqm |  | 0
6 | 5.1 | Plain cement concrete works in foundation bed for footing steps, walls, brick works etc below plinth level…..........(b) 1 :3:6 | 0.82 | Cum |  | 0
7 | 4 | Centering and shutterlng lncludlng struttlng, propplng etc. and removal of form for all heights complcte and as directed by Engineer in charge.
| 4.1 | Foundations, footings, bases of columns, etc. for mass concrete | 1.14 | Sqm |  | 0
| 4.4 | Lintels, beams, plinth beams, girders, bressumers and cantilevers | 1.6 | Sqm |  | 0
| 4.3 | Slabs, roofs, landings, balconies and access platform, shelves | 8.14 | Sqm |  | 0
8 | 6.11 | Supplying, fitting and fixing in position reinforcement bars up to lst floor level, conforming to relevant I.S. Code for RC.C. work…... (b)High Yield Strength Deformed bars or Tor Bars | 0.93 | Qntl |  | 0
9 | 6.1 | Providing and laying in position specified grade of reinforced cement concrete, excluding the cost Of centerjng, shuttering, finishing and reinforcement- All work up to plinth level: (b) M20 or 1 :l/2:3 | 0.89 | Cum |  | 0
10 | 7.2 | Brick work with common burnt clay modular lst class bricks in foundation and in plinth: | 5.79 | Cum |  | 0
11 | 15.2 | 15 mm cement plaster on the rough side of single or half brick wall of mix: (a)1 :4 (1 cement: 4 fine sand) | 45.06 | Sqm |  | 0
12 | 11.16 | Providing and fixing hand rail of approved size bywelding etc. to steel ladder railing, balcony railing, staircase railing and similar works, including applying priming coat of approvedsteel primer. (c ) G.I. pipes | 27.85 | Kg |  | 0
13 | 16.12 | Applying priming coat : With ready mixed red oxide zinc chromate primer Of approved brand and manufacture on steel galvanised iron/ steel works | 0.53 | Sqm |  | 0
18 | 16.22 | Painting Steel work with Deluxe Multi Surface Paint to give an even shade. Two or more coat applied @ 0.90 ltr/10 sqm over an under coat of primer applied @ 0.80 ltr/10 sqm ofapproved brand and manufacture | 0.53 | Sqm |  | 0
Fencing :-
19 | 2.1 | Earthwork in excavation by manual means up to a depth of 2m below the existing ground level for foundation trenches of foundations, footings…... (a) All kinds of soil | 2.4 | Cum |  | 0
20 | 12.5 | Providing soling with stone/ best quality picked jhama brick, sand packed and laid to level…. (b/i) Stone soling of thickness 100mm | 4 | Sqm |  | 0
21 | 5.1 | Plain cement concrete works in foundation bed for footing steps, walls, brick works etc below plinth level…..........(b) 1 :3:6 | 0.98 | Cum |  | 0
22 | 4 | Centering and shutterlng lncludlng struttlng, propplng etc. and removal of form for all heights complcte and as directed by Engineer in charge.
23 | 4.1 | Foundations, footings, bases of columns, etc. for mass concrete | 10.88 | Sqm |  | 0
24 | 19.11 | Providing and fixing G.I. chain link fabric fencing of required width in mesh size 25x25 mm made Of G.I. wire of dia. 3 mm including strengthening with 2 mm dia. wire or nuts, bolts and washers as required complcte as per the direction Of Engineer-in-charge. | 16 | Sqm |  | 0
25 | 11.15 | Steel work welded in built up sections/framed work including cutting, hoisting, fixing in position and applying a priming coat Of approved steel primer using structural steel etc. as required. | 134.5 | Kg |  | 0
26 | 16.12 | Applying priming coat : With ready mixed red oxide zinc chromate primer Of approved brand and manufacture on steel galvanised iron/ steel works | 32 | Sqm |  | 0
27 | 16.22 | Painting Steel work with Deluxe Multi Surface Paint to give an even shade. Two or more coat applied @ 0.90 ltr/10 sqm over an under coat of primer applied @ 0.80 ltr/10 sqm ofapproved brand and manufacture | 32 | Sqm |  | 0
Sub-Total in Figures | [5 empty] | 0
Name of Work: Construction Labour Room including Internal Water Supply and Inetrnal Electrification, and Septic Tank
1 | 2.1 | Earthwork in excavation by manual means up to a depth of 2m below the existing ground level….... (a) All kinds of soil | 50.67 | Cum |  | 0
2 | 2.6 | Earthwork in filling (excluding rock) in trenches, plinth, sides of foundation,…......... (a) With available excavated earth | 40.67 | Cum |  | 0
3 | 2.9 | Earth work in excavation by manuav mechanical means(Hydraulic excavator) over areas…........... (a)All kinds of soil | 70.52 | Cum |  | 0
4 | 2.8 | Disposal Of surplus earth/ unserviceable material from thework site including loading and unloading complete ….... (a)First 5 KM | 80.52 | Cum |  | 0
5 | 12.5 | Providing soling with stone/ best quality picked jhama brick, sand packed and laid to level…........ (b/i) Stone soling of thickness 100mm | 70.77 | Sqm |  | 0
6 | 5.1 | Plain cement concrete works in foundation bed for footing steps, walls, brick works etc below plinth level…................. (b) 1 :3:6 | 7.08 | Cum |  | 0
7 | 8.1 | Plandom rubble masonry with hard stone in foundation and plinth including levelling up with cement concrete 1:6:12…............. (a) Cement mortar 1 :6 | 7.69 | Cum |  | 0
8 | 4 | Centering and shuttering lncludlng strutting, propplng etc. and removal of form for all heights complete
|  | (4.1) Foundations, footings, bases of columns, etc. for mass concrete | 19.92 | Sqm |  | 0
|  | (4.4)Lintels, beams, plinth beams, girders, bressumers and cantilevers | 48.88 | Sqm |  | 0
|  | (4.5)Columns, Pillars, Piers, Abutments, Posts and struts | 25.2 | Sqm |  | 0
|  | (4.3)Slabs, roofs, landings, balconies and access platform, shelves | 56.45 | Sqm |  | 0
9 | 6.11 | Supplying, fitting and fixing in position reinforcement bars up to lst floor level, conforming to relevant I.S. Code for R.C.C. work…..... (b)High Yield Strength Deformed bars or Tor Bars | 24.04 | Qntl |  | 0
10 | 6.1 | Providing and laying in position specified grade of reinforced cement concrete,….......... (b) M20 or 1 :l/2:3 | 12.31 | Cum |  | 0
11 | 6.2 | Reinforced cement concrete work in walls (any thickness), including attached pilasters, buttresses, fillets, columns,pillars, posts and struts etc. above plinth level up to first floor level…...................... (b) M20 or 1 :l/2:3 | 9.9 | Cum |  | 0
12 | 12.2 | Providing and laying damp proof course with cement concretein prop 1 :11/2:3…....... (b)25mm thick | 7.11 | Sqm |  | 0
13 | 12.8 | Cement concrcte floor topping 1:1:2 (1 cement: 1 coarsesand: 2 stone aggregate) finished with a floating coat of neat cement, including cement slurry, complete. (b)20mm thick | 51.87 | Sqm |  | 0
14 | 7.1 | Half brick masonry with common burnt clay (non modular) lst class bricks in superstructure above plinth level up to first floor level,. (b) Cement mortar 1 :4 | 89.13 | Sqm |  | 0
15 | 7.2 | Brick work with common burnt clay modular lst class bricks in foundation and in plinth: (b)Cement Mortar 1 :6 | 0.28 | Cum |  | 0
16 | 15.2 | 15 mm cement plaster on the rough side of single or half brick wall of mix: (a)1 :4 (1 cement: 4 fine sand) | 243.19 | Sqm |  | 0
17 | 16.11 | Applying one coat of water thinnable cement primer of approved brand and manufacture on surfaces: Water thinnable cement primer | 243.19 | Sqm |  | 0
18 | 16.17 | Finishing walls with Premium Acrylic Smooth exterior paintwith Silicone additives of required shade, including scaffolding: New work ITwo or more coats | 114.29 | Sqm |  | 0
19 | 16.6 | Distempering with dry distemper of approved brand and manufacture (two or more coats) of required shade on new work…........ | 128.9 | Sqm |  | 0
20 | 12.41 | Providing and laying vitrified floor tiles in different sizes and conforming to ls:15622, of approved make, in all colours and shades laid on 20 mm thick cement mortar 1:4 (b) Size of tile 600x600 mm | 35.32 | Sqm |  | 0
21 | 9.27 | Providing polished VITRIFIED wall tiles of approved quality, size, shape and thickness not less than 8 mm on walls and skirting over cement mortar bed 10 mm thick in prop.1:3…... (b) Premium range | 65.57 | Sqm |  | 0
22 | 10.1 | Providing wood work in frames Of doors, windows, clerestory windows and other frames…. (c) With lst class Local wood (i) Pooma/ Hollock/ Gamari/ | 0.14 | Cum |  | 0
23 | 10.5 | Providing and fixing panelled or panelled and glazed shutters for doors, windows and clerestory windows ….. (c) With lst class Local wood Pooma/ Hollock/ Gamari/ and the like (i) 35 mm thick shutters | 5.04 | Sqm |  | 0
24 | 16.12 | Applying priming coat: (a)With ready mked pink or Grey primer Of approved brand and manufacture on wood work (hard and soft wood) | 6.44 | Sqm |  | 0
25 | 16.22 | Finishing with Deluxe Multi surface paint system for interiors and exteriors….....(b)Painting wood work with Deluxe Mufti Surface Paint of required shade. Two or more coats | 6.44 | Sqm |  | 0
26 | 24.1 | Providing and fixing aluminium work for doors, windows, ventilators and partitions with extruded built up standard tubular sections/appropriate Z sections and other sections of approved make…...... (a) For fixed portion (i)Anodised aluminium | 101.85 | Kg |  | 0
27 | 24.2 | Providing and fixing 12 mm thick pre-laminated particle board flat pressed three layer or graded wood particle board, in panelling fixed in aluminium doors, windows shutters and partition (b)Pre-laminated particle board with decorative lamination on both sides | 28.81 | Sqm |  | 0
28 | 24.3 | Providing and fixing glazing in aluminium door. window, ventilator shutters and partitions etc…. (b)With float glass panes of 4.0 mm thickness | 11.1 | Sqm |  | 0
29 | 24.4 | Providing and fixing double action hydraulic floor spring of approved brand and manufacture,…...... a) With stainless steel cover plate minimum 1.25 mm thickness | 3 | Each |  | 0
30 | 24.12 | Providing and fixing aluminium tubular handle bar 32 mm outer dia, 3.0 mm thick & 2100 mm long with SS screws etc. . (a)Anodized (AC 15) aluminium tubular handle bar | 6 | Each |  | 0
31 | 24.13 | Providing and fixing Brass 100 mm mortise latch and lock with 6 levers without pair of handles (best make of approved quality) for aluminium doors including necessary cutting and making good etc. complete. | 12 | Each |  | 0
32 | 11.22 | Providing, fitting and fixing steel windows (including ventilators) of standard rolled steel sections as per relevant I.S. Code,…........ (a) Openable | 6.84 | Sqm |  | 0
33 | 11.24 | Providing and fixing M.S. grills Of required pattern in trames Of windows, etc. with M.S. flats, square or round bars, etc…. (a)Fixed to steel windows by welding | 242.88 | Kg |  | 0
34 | 11.19 | Providing & fixing glass panes with putty and glazing clips in steel doors, windows, clerestory windows, all complete with (b) 4 mm thick | 6.84 | Sqm |  | 0
35 | 16.22 | Finishing with Deluxe Multi surface paint system for interiors and exteriors ,…(c)Painting Steel work with Deluxe Multi Surface Paint to give an even shade. Two or more coat | 9.09 | Sqm |  | 0
Plinth Protection :-
36 | 2.1 | Earthwork in excavation by manual means up to a depth of 2m below the existing ground level,….. (a) All kinds of soil | 18 | Cum |  | 0
37 | 12.4 | Making plinth protection 50mm thick of cement concrete 1:3:6(1 cement: 3 coarse sand: 6 graded stone aggregate 20 mm nominal size) over 75 mm thick bed of dry brick ballast 40 mm nominal size | 60 | Sqm |  | 0
38 | 12.5 | Providing soling with stone/ best quality picked jhama brick, sand packed and laid to level…........ (b/i) Stone soling of thickness 100mm | 50 | Sqm |  | 0
39 | 5.1 | Plain cement concrete works in foundation bed for footing steps, walls, brick works etc below plinth level…........ (b) 1 :3:6 | 3.75 | Cum |  | 0
40 | 4 | Centering and shutterlng lncludlng struttlng, propplng etc. and removal of form for all heights complcte (4.1) Foundations, footings, bases of columns, etc. for mass concrete | 20 | Sqm |  | 0
41 | 7.2 | Brick work with common burnt clay modular lst class bricks in foundation and in plinth: (b)Cement Mortar 1 :6 | 4.8 | Cum |  | 0
42 | 15.2 | 15 mm cement plaster on the rough side of single or half brick wall of mix: (a)1 :4 (1 cement: 4 fine sand) | 80 | Sqm |  | 0
Internal Sanitary and Plumbing :-
43 | 20.1 | Providing and fixing water closet squatting pan (Indian type W.C. pan) with 100 mm sand Cast Iron P or S trap, 10 litre low level white P.V.C. flushing cistern, including flush pipe…........ (a)White Vitreous china Orissa pattern W.C, pan of size 580x440 mm | 1 | Each |  | 0
44 | 20.2 | Providing and fixing a pair of white vitreous china foot rests of standard pattern for squatting pan water closet: (a)250xl 30x30 mm | 1 | Each |  | 0
45 | 20.7 | Providing and fixing wash basin with C.I. brackets, 15 mm C.P. brass pillar taps, 32 mm C.P. brass waste of standard patter,…......... (a)White Vitreous China Wash basin size 630x450 mm with a pair of 15 mm C.P. brass pillar taps | 1 | Each |  | 0
46 | 20.24 | providing and fixing G.I inlet connection for flush pipe connection with W.C Pan | 1 | Each |  | 0
47 | 20.32 | providing and fixing PVC waste pipe for sink or wash basin including PVC waste fitting complete. (a)semi-rigid pipe (ii)40mm dia | 1 | Each |  | 0
48 | 20.39 | providing and fixing soil, waste and vent pipe :- (a)100mm dia (i)sand cast iron S&S pipe as per IS:1729 | 10 | Rm |  | 0
49 | 21.16 | Providing and fixing brass bib cock of approved quality: (b) 20 mm nominal bore | 2 | Each |  | 0
50 | 21.46 | Providing and placing on terrace (at all floor levels) polyethylene water storage tank, ls:12701 marked, with cover and suitable locking arrangement,…......... (c) 1000 litre capacity | 1000 | Litre |  | 0
51 | 21.1 | Providing and fixing Chlorinated Polyvinyl Chloride (CPVC) pipes including all CPVC plain & brass threaded fittings, …....... (ix) 100mm diameter | 10 | Rm |  | 0
52 | 21.11 | Providing and fixing G.I. pipes complete with G.I. fittings and clamps, i/c cutting and making good the walls etc. Internal work - Exposed on wall (ii) 20 mm diameter nominal bore | 80 | Rm |  | 0
Internal Eletrification :-
53 | 1 | Wiring in looping system with copper PVC cable 250/440 volt grade of size 1.5 sqm of approved quality (a) Long Point (i) With Copper conductor | 10 | Each |  | 0
54 | 2 | Wiring as an item No. 1 complete to a light plug point when fixed elsewhere. (a) Long Point (i) With Copper conductor | 3 | Each |  | 0
55 | 4 | Wiring to a power plug as an item No. 1 above with 2 x 4mm (a) Long Point (i) With Copper conductor | 3 | Each |  | 0
56 | 9 | Drawing of Main and Sub- Main line with DGSD approved (b) With 2 x 4 mm² copper conductor (i) With Copper | 80 | m |  | 0
|  | (c) With 2 x 6 mm² copper conductor (i) With Copper | 120 | m |  | 0
57 | 51 | Supplying & fixing of Load Kontaket Miniature Circuit Breakers (MCBs). (b) 6 - 32 Amp SP MCB Capacity | 4 | Each |  | 0
58 | 53 | Supplying fitting & fixing of Load Kontaket Miniature Circuit Breakers Double Pole (Isolator) (b) 32 - 125 Amp TP Isolator | 1 | Each |  | 0
59 | 55 | Supplying fitting & fixing of Single opening Metal Enclosure MCB Distribution Box. (b) 4/6/8 Way | 2 | Each |  | 0
60 | 62 | Supplying fitting & fixing T5/T8/T9 etc Fluorescent tube light fitting complete | 6 | Each |  | 0
SEPTIC TANK & SOAK PIT :-
61 | 2.1 | Earthwork in excavation by manual means up to a depth of 2m below the existing ground level,…........ (a) All kinds of soil | 10.06 | Cum |  | 0
62 | 12.5 | Providing soling with stone/ best quality picked jhama brick, sand packed and laid to level…........ (b/i) Stone soling of thickness 100mm | 4.5 | Sqm |  | 0
63 | 5.1 | Plain cement concrete works in foundation bed for footing steps, walls, brick works etc below plinth level,…..... (b) 1 :3:6 | 0.45 | Cum |  | 0
64 | 4 | Centering and shutterlng lncludlng struttlng, propplng etc. and removal of form for all heights complcte,…........ (4.1) Foundations, footings, bases of columns, etc. for mass concrete | 0.9 | Sqm |  | 0
|  | (4.4)Lintels, beams, plinth beams, girders, bressumers and cantilevers | 1.08 | Sqm |  | 0
|  | (4.3)Slabs, roofs, landings, balconies and access platform, shelves | 5.4 | Sqm |  | 0
65 | 6.11 | Supplying, fitting and fixing in position reinforcement bars up to lst floor level, conforming to relevant I.S. Code for R.C.C. work.. (b)High Yield Strength Deformed bars or Tor Bars | 1.47 | Qntl |  | 0
66 | 6.1 | Providing and laying in position specified grade of reinforced cement concrete,….......... (b) M20 or 1 :l/2:3 | 1.18 | Cum |  | 0
67 | 7.2 | Brick work with common burnt clay modular lst class bricks in foundation and in plinth: (b)Cement Mortar 1 :6 | 4.69 | Cum |  | 0
68 | 15.2 | 15 mm cement plaster on the rough side of single or half brick wall of mix: (a)1 :4 (1 cement: 4 fine sand) | 45.78 | Sqm |  | 0
69 | 21.10 | Providing and fixing Chlorinated Polyvinyl Chloride (CPVC) pipe including all CPVC plain & brass threaded fittings, (ix) 100mm diameter | 9 | Rm |  | 0
70 | 22.30 | Making soak pit 2.5 in diameter 3,0 metre deep with 45x45cm dry brick honey comb shaft with bricks and S.W. drain pipe 100 mm diamcter,1.8 in long complete as per standard design. | 1 | Each |  | 0
Sub-Total in Figures | [5 empty] | 0
Total in Figures | [5 empty] | 0

## Macros
Please Enable Macros to View BoQ information