## BoQ1 (hidden)
Item Rate BoQ
BoQ_Ver4.0 | Item Rate | Normal | INR Only | INR
Select, Excess (+), Less (-) |  | Less (-)
Tender Inviting Authority: The Project Director, MHSSP
Name of Work: Infrastructure Strengthening of School of Nursing at Nongpoh, Nongstoin and Williamnagar, Health & Family Welfare Department, Government of Meghalaya
Contract No: DHS/P-43/MHSSP/CW-8/2024-25
Name of the Bidder/ Bidding Firm / Company :
PRICE SCHEDULE (This BOQ template must not be modified/replaced by the bidder and the same should be uploaded after filling the relevent columns, else the bidder is liable to be rejected for this tender. Bidders are allowed to enter the Bidder Name and Values only)
NUMBER # | TEXT # | TEXT # | NUMBER # | TEXT # | NUMBER | NUMBER | TEXT | TEXT # | NUMBER # | TEXT# | TEXT # | NUMBER # | NUMBER | NUMBER | NUMBER | NUMBER | TEXT | TEXT | NUMBER | NUMBER | NUMBER | NUMBER | TEXT | TEXT | NUMBER | NUMBER | NUMBER | NUMBER | TEXT | TEXT | NUMBER | NUMBER | NUMBER | NUMBER | TEXT | TEXT | NUMBER | NUMBER | NUMBER | NUMBER | TEXT | TEXT | NUMBER | NUMBER | NUMBER # | NUMBER # | TEXT | TEXT | NUMBER # | NUMBER # | DATE | NUMBER # | NUMBER # | TEXT #
Sl. No. | Item Description | Item Code / Make | Quantity | Units | Estimated Rate |  |  | Addition / Deduction | Addition / Deduction Values | Currency Convertion against each Item | Quoted Currency in INR / Other Currency | BASIC RATE In Figures To be entered by the Bidder Rs. P | Excise Duty | VAT | Freight Charges ( Unloading & Stacking) | Any Other Taxes/Duties/Levies |  |  | Other Taxes 2 | IIIrd Party i.e DGS&D / RITES etc Inspection Charges @0.34%+Service Tax | Less for Cenvat Credit,if any respect of Supplies Under full Excise Duty Category | [30 empty] | TOTAL AMOUNT Without Taxes | TOTAL AMOUNT With Taxes | TOTAL AMOUNT In Words
1 | 2 | 3 | 4 | 5 | 6 | 7 | 8 | 9 | 10 | 11 | 12 | 13 | 14 | 15 | 16 | 17 | 18 | 19 | 20 | 21 | 22 | 23 | 24 | 25 | 26 | 27 | 28 | 29 | 30 | 31 | 32 | 33 | 34 | 35 | 36 | 37 | 38 | 39 | 40 | 41 | 42 | 43 | 44 | 45 | 46 | 47 | 48 | 49 | 50 | 51 | 52 | 53 | 54 | 55
1 | GNM Nursing, Nongpoh | Item No 1 | [52 empty] | 1 | Construction of chamber for 100mm sluices valve | item1 | 10 | 1 Nos
1.01 | Repair and renovation of Existing Hostel Block (Boys) | Item No 2 | 1 | Nos |  |  |  | Excess(+) | 1 | Full Conversion | INR | [40 empty] | 0 | 0 | #VALUE! | 1.01 | Supplying, Conveying and fixing spls. Including eart | item1 | 123.223 | Nos
1.02 | Construction of Hostel Block (Girls) | Item No 3 | 1 | Nos |  |  |  | Excess(+) | 1 | Full Conversion | INR | [40 empty] | 0 | 0 | #VALUE! | 1.01 | Supplying, Conveying and fixing spls. Including eart | item1 | 123.223 | Nos
1.03 | Construction of Staff Quarter | Item No 4 | 1 | Nos |  |  |  | Excess(+) | 1 | Full Conversion | INR | [40 empty] | 0 | 0 | #VALUE! | 1.02 | Construction of chamber for 100mm sluice plates | item2 | 213 | Nos
1.04 | New Construction of Acamedic Block | Item No 5 | 1 | Nos |  |  |  | Excess(+) | 1 | Full Conversion | INR | [40 empty] | 0 | 0 | INR Zero Only
1.05 | Repair and renovation of Existing Acamedic Block | Item No 6 | 1 | Nos |  |  |  | Excess(+) | 1 | Full Conversion | INR | [40 empty] | 0 | 0 | #VALUE! | 2 | Construction of chamber for 100mm sluices valve | item3 | 10 | Nos
2 | GNM Nursing, Nongstoin | Item No 7 | [52 empty] | 3 | Supplying, Conveying and fixing spls. Including ea | item4 | 10 | Nos
2.01 | Repair and renovation of Existing Hostel Block (Boys) | Item No 8 | 1 | Nos |  |  |  | Excess(+) | 1 | Full Conversion | INR | [40 empty] | 0 | 0 | #VALUE! | 1.01 | Supplying, Conveying and fixing spls. Including eart | item1 | 123.223 | Nos
2.02 | Construction of Hostel Block (Girls) | Item No 9 | 1 | Nos |  |  |  | Excess(+) | 1 | Full Conversion | INR | [40 empty] | 0 | 0 | #VALUE! | 1.02 | Construction of chamber for 100mm sluice plates | item2 | 213 | Nos
2.03 | Construction of Staff Quarter | Item No 10 | 1 | Nos |  |  |  | Excess(+) | 1 | Full Conversion | INR | [40 empty] | 0 | 0 | #VALUE! | 2 | Construction of chamber for 100mm sluices valve | item3 | 10 | Nos
2.04 | Repair and renovation of Existing Acamedic Block | Item No 11 | 1 | Nos |  |  |  | Excess(+) | 1 | Full Conversion | INR | [40 empty] | 0 | 0 | #VALUE! | 3 | Supplying, Conveying and fixing spls. Including ea | item4 | 10 | Nos
2.05 | New Construction of Acamedic Block | Item No 12 | 1 | Nos |  |  |  | Excess(+) | 1 | Full Conversion | INR | [40 empty] | 0 | 0 | INR Zero Only
3 | GNM Nursing, Williamnagar | Item No 13
3.01 | Repair and renovation of Existing Hostel Block (Boys) | Item No 14 | 1 | Nos |  |  |  | Excess(+) | 1 | Full Conversion | INR | [40 empty] | 0 | 0 | #VALUE!
3.02 | Construction of Hostel Block (Girls) | Item No 15 | 1 | Nos |  |  |  | Excess(+) | 1 | Full Conversion | INR | [40 empty] | 0 | 0 | #VALUE!
3.03 | Construction of Staff Quarter | Item No 16 | 1 | Nos |  |  |  | Excess(+) | 1 | Full Conversion | INR | [40 empty] | 0 | 0 | #VALUE!
3.04 | Repair and renovation of Existing Acamedic Block | Item No 17 | 1 | Nos |  |  |  | Excess(+) | 1 | Full Conversion | INR | [40 empty] | 0 | 0 | #VALUE!
3.05 | Construction of Acamedic Block | Item No 18 | 1 | Nos |  |  |  | Excess(+) | 1 | Full Conversion | INR | [40 empty] | 0 | 0 | #VALUE!
4 | Cost for ESMP Compliance - Nongpoh | Item No 19 | 1 | Nos |  |  |  | Excess(+) | 1 | Full Conversion | INR | [40 empty] | 199050 | 199050 | #VALUE!
5 | Cost of Glow Signboard-5Ft X 4Ft Nongpoh | Item No 20 | 1 | Nos |  |  |  | Excess(+) | 1 | Full Conversion | INR | [40 empty] | 10500 | 10500 | #VALUE!
6 | Cost for ESMP Compliance - Nongstoin | Item No 21 | 1 | Nos |  |  |  | Excess(+) | 1 | Full Conversion | INR | [40 empty] | 199050 | 199050 | #VALUE!
7 | Cost of Glow Signboard-5Ft X 4Ft Nongstoin | Item No 22 | 1 | Nos |  |  |  | Excess(+) | 1 | Full Conversion | INR | [40 empty] | 10500 | 10500 | #VALUE!
8 | Cost for ESMP Compliance - Williamnagar | Item No 23 | 1 | Nos |  |  |  | Excess(+) | 1 | Full Conversion | INR | [40 empty] | 199050 | 199050 | #VALUE!
9 | Cost of Glow Signboard-5Ft X 4Ft Williamnagar | Item No 24 | 1 | Nos |  |  |  | Excess(+) | 1 | Full Conversion | INR | [40 empty] | 10500 | 10500 | #VALUE!
Total in Figures | [51 empty] | 628650 | 628650 | #VALUE! | 4 | Construction of chamber for 100mm sluice plates | item5 | 10 | Nos
Quoted Rate in Figures |  |  |  | Select | [47 empty] | 0 | 0 | #VALUE!
Quoted Rate in Words |  | #VALUE!
Validate
Print
Help

## Nongpoh Hostel (hidden)
BILL OF QUANTITIES
| District | Ri-Bhoi
| Name of Work | Repair and renovation of Existing Hostel Block (Boys)
| Name of Health Facilities | GNM School of Nursing, Nongpoh
Item No. | Description of Items (with brief specification and reference to book of specification) | Quantity | Unit | Rates in INR (in figure) | Amount in INR
1/18.5 | Demolishing brick work including stacking of serviceable material and disposal of unserviceable material within 50 metres lead as per direction Of Engineer-in-charge. | 7.65 | PER CUM |  | 0
2/17.1 | Repairs to plaster ot thickness 12 mm to 20 mm in patches Of area 2.5 sqm and under, including cutting the patch in proper shape, ral<ing out joints and preparing and plastering the surface of the walls complete, including disposal Of rubbish to the dumping ground, all complete as per direction Of Engineer- in-Charge. a)With cement mortar 1 :4 (1 cement: 4 fine sand) | 116 | PER SQM |  | 0
3/17.2 | Re-fixing existing chowkhats in existing opening including embedding chowkhats in floors or walls cutting masonry for holdfasts, embedding hold fasts in cement concrcte blocks of size 15 x 10 x 10 cm with cement concrete 1 :3:6 (1 cement: 3 coarse sand: 6 graded stone aggregate 20 mm nominal size), painting two coats Of approved wood preservative to sides of chowkhats and making good the damages to walls and floors as required complete, including disposal Of rubbish to the dumping ground, all complete as per direction of Engineer-in- Charge. (excluding cost Of chowkhat) a) Door chowkhats | 4 | Each |  | 0
4/17.47 | Hacking of CC flooring including cleaning for Surface etc. complete as per direction of the Engineer-in-Charge. | 905.67 | PER SQM |  | 0
5/25.1 | Providing and laying integral cement based treatment for water proofing on horizontal surface at all depth below ground level for underground structures as directed by Engineer-in- Charge and consisting of : (i) 1St layer of 22 mm to 25 mm thick approved and specified rough stone slab over a 25 mm thick base of cement mortar 1:3 (1 cement: 3 coarse sand) mixed with water proofing compound conforming to ls:2645 in the recommended proportion over the levelling course (levelling course to be paid separately). Joints sealed and grouted with cemem slurry mixed with water proofing compound. (ii) 2nd layer of 25 mm thick cement mortar 1:3 (1 cement: 3 coarse sand) mixed with water proofing compound in recommended proportions. (iii) Finishing top with stone aggregate of 10 mm to 12 mm nominal size spreading @ 0.008 cum/sqm thoroughly embedded in the 2nd layer. | 770.3 | PER SQM |  | 0
6/16.1 (a) | Surface preparation: Removing existing white or colour wash on wall surfaces by steel wire brushing and/ or scraping, sand papering and preparing the surface smooth including necessary repairs to scratches complete. | 2222.59 | Per Sqm |  | 0
7/16.14 | Finishing walls with water proofing cement paint of required shade: b) Old work (one or more coats applied @ 2.20 kg/10 sqm) over priming coat of primer applied @ 0.80 Itr/10 sqm complete including cost of Priming coat. | 2222.59 | PER SQM |  | 0
8/12.45 | Providing and laying vitrified tiles in different sizes (thickness to be specified by manufacturer), with water absorption less than 0.08 a/a and conforming to ls:15622, of approved make, jn all colours and shade, in skirting, riser of steps, over 12 mm thick bed Of cement mortar 1:3 (1 cement: 3 coarse sand), jointing with grey cement slurry @ 3.3 kg/sqm including grouting the joint with white cement & matching pigments etc. complete. c) Size of Tile 800x800 mm | 770.3 | PER SQM |  | 0
9/7.10 | Half brick masonry with common burnt clay (non modular) 1st class bricks in superstructure above plinth level up to first floor level a) Cement mortar 1:3 (1 cement: 3 coarse sand) | 107.52 | PER SQM |  | 0
10/15.4 | CEMENT PLASTER (IN COARSE SAND) 12 mm cement plaster of mix: a) 1:4 (1 cement: 4 coarse sand) | 215.04 | PER SQM |  | 0
11/16.11 | Applying one coat of water thinnable cement primer of approved brand and manufacture on surfaces: Water thinnable cement primer | 215.04 | PER SQM |  | 0
12/16.2 | Providing and applying Plaster of Paris putty of 2 mm thickness over plastered surface to prepare the surface even and smooth complete | 2437.63 | PER SQM |  | 0
13/16.19 | Wall painting with acrylic emulsion paint of approved brand and manufacture to give an even shade: New work (two or more coats) | 2437.63 | PER SQM |  | 0
14/10.1 | Providing wood work in frames of doors, windows, clerestory windows and other frames, wrought framed and fixed in position with hold fast lugs or with dash fasteners of required diameter & length. A) With Teak wood/ Sissu wood | 0.153 | PER CUM |  | 0
15/10.8 | Providing and fixing panelling or panelling and glazing in panelled or panelled and glazed shutters for doors, windows and clerestory windows (Area Of opening for panel inserts excluding portion inside grooves or rebates to be measured). Panelling for panelled or panelled and glazed shutters 25 mm to 40 mm thick: a)With Teak wood/ Sissu wood. | 5.88 | PER SQM |  | 0
16/16.22 | Finishing with Deluxe Multi surface paint system for interiors and exteriors using Primer as per manufacturers specifications, including scaffolding: b) Painting wood work with Deluxe Mufti Surface Paint ofrequired shade. Two or moi.e coats applied @ 0.90 ltr/10 sqm over an under coat of primer applied @ 0.75 Itr/10 sqm Of approved brand and manufacture | 15.29 | Per Sqm |  | 0
17/11.2 | Structural steel work riveted, bolted or welded in built up sections, trusses and framed work, including cutting, hoisting, fixing in position and applying a priming coat Of approved steel primer all complete. | 106.02 | Per Kg |  | 0
18/13.1 | Providing corrugated G.S or galvanised iron sheet roofing including vertical/ curved surface fixed with polymer coated J or L hooks, bolts and nuts 8 mm diameter with bitumen and a.I. limpet washers or with G.I. limpet washers filled with white lead, including a coat Of approved steel primer and two coats of approved paint on overlapping of sheets complete (up to any pitch in horizontal/ vertical or curved surfaces), excluding the cost Of purlins, rafters and trusses and including cutting to size and shape wherever required. a) 1.00 mm thick with zinc coating not less than 275 gin/sqm | 19.44 | Per Sqm |  | 0
19/31.30 | Providing and injecting approved grout in proportion recommended by the manufacturer into cracks/ honey-comb area Of concrete/ masonry by suitable gun/ pump at required pressure including cutting of nipples after curing etc. complete as per directions of Engineer-in-charge. c.) Epoxy injection grout in concrcte/ FICC work ol approved make | 4149.6 | Per Kg |  | 0
20/31.27 | Providing, mixing and applying SBR polymer (Of approved make) modified Cement mortar in proportion of 1 :4 (1 cement: 4 graded coarse sand with polymer minimum 20/a by wt. Of cement used) as per specifications and directions of Engineer-in-charge. Note: Measurement and payment: The pre measurement of thickness shall be done just after the surface preparation js completed and Payment under this item shall be made only after proper wet curing has been done and surface has been satisfactorily evaluated by sounding/ tapping with a blunt metal instrument and/ or the 75mm size cube crushing strength at the end of 28 days to be not less than 30 N/sqmm). a) 12 mm average thickness. | 414.96 | Per Sqm |  | 0
21/19.27 | Diluting and injecting chemical emulsion for POSTCONSTPIUCTIONAL anti-termite treatment (excluding the cost of chemical emulsion): c) Treatment Of soil under existing floors using chemical emulsion @ 1 litre per hole, 300 mm apart including drilling 12 mm diameter holes and plugging with cement mortar 1:2 (1 cement: 2 Coarse sand) to match the existing floor: With Chlorpyriphos/ Lindane E.C. 20% with 1 a/o concentration | 414.96 | Per Sqm |  | 0
|  |  |  | TOTAL | 0
BILL OF QUANTITIES
| District | Ri-Bhoi
| Name of Work | Construction of Hostel Block (Girls)
| Name of Health Facilities | GNM School of Nursing, Nongpoh
Item No. | Description of Items (with brief specification and reference to book of specification) | Quantity | Unit | Rates in INR (in figure) | Amount in INR
1/2.1 | Earthwork in excavation upto a depth of 2m below the existing ground level for foundation trenches of foundations, footings of column/ walls, retaining walls, septic tank etc. including bailing out water where necessary and removal of surplus earth with all lead and lifts as directed and specified for the following classification of soils.. b) In ordinary rock (soft rock/ medium rock/ hard shale) | 741.812 | PER CUM |  | 0
2/19.26 | Surface dressing of the ground including removing vegetation and in-equalities not exceeding 15 cm deep and disposal of rubbish, lead up to 50 in and lift up to 1.5 in. All kinds of soil | 647.5 | Per sqm |  | 0
3/8.1 | Random rubble masonry with hard stone in foundation and plinth including levelling up with cement concrete 1:6:12 (1 cement: 6 coarse sand: 12 graded stone aggregate 20 mm nominal size) up to plinth level with: a)Cement mortar 1:6 (1 cement: 6 coarse sand) | 106.752 | PER CUM |  | 0
4/2.6 | Earthwork in filling (excluding rock) in trenches, plinth, sides of foundation etc in layers not exceeding 20 cm thick including breaking of clods, consolidating each layer by ramming and watering, lead up to 50 m and lift up to 1.5 m (a) With available excavated earth | 479.396 | Per Cum |  | 0
5/12.5 | Providing soling with stone/ best quality picked jhama brick, sand packed and laid to level and in panel after preparing the subgrade as directed including all labour and materials and if necessary dewatering, complete. B) Stone soling (i) 100 mm | 838.4 | PER Sqm |  | 0
6/5.1 | Plain cement concrete works in foundation bed for footing steps, walls, brick works etc below plinth level as directed and specified including dewatering if necessary, and curing complete (shuttering where necessary shall be measured and paid separately). (c) In prop. 1:2: 4 (1 cement:3 coarse sand : 6 coarse agg. ) | 84.134 | PER CUM |  | 0
7/4.4 | SHUTTERING/ FORMWORK Centering and shuttering including strutting, propping etc. and removal of form for all heights complete and as directed by Engineer in charge | 984.15 | PER SQM |  | 0
8/4.5 | Columns, Pillars, Piers, Abutments, Posts and Struts (using steel) | 454.26 | PER SQM |  | 0
9/4.3 | Slabs, roofs, landings, balconies and access platform, shelves (using steel) | 2103.84 | PER SQM |  | 0
10/4.6 | Stairs/ spiral staircase, (excluding landings) (using timber | 156.72 | PER SQM |  | 0
11/6.3 | Reinforced cement concrete work in walls (any thickness), including attached pilasters, buttresses, fillets, columns, pillars, posts and struts etc. above plinth level up to first floor level, excluding cost of centering, shuttering, finishing and reinforcement b) M20 or 1 :llA:3 (1 cement: llA coarse sand: 3 graded stone aggregate 20 mm nominal size) | 636.9251 | PER CUM |  | 0
12/7.10 | Half brick masonry with common burnt clay (non modular) 1st class bricks in superstructure above plinth level up to first floor level a) Cement mortar 1:3 (1 cement: 3 coarse sand) | 2625.11 | PER SQM |  | 0
13/15.4 | CEMENT PLASTER (IN COARSE SAND) 12 mm cement plaster of mix: a) 1:4 (1 cement: 4 coarse sand) | 2406.25 | PER SQM |  | 0
14/16.11 | Applying one coat of water thinnable cement primer of approved brand and manufacture on surfaces: Water thinnable cement primer | 2406.25 | PER SQM |  | 0
15/16.2 | Providing and applying Plaster of Paris putty of 2 mm thickness over plastered surface to prepare the surface even and smooth complete | 2406.25 | PER SQM |  | 0
16/16.19 | Wall painting with acrylic emulsion paint of approved brand and manufacture to give an even shade: New work (two or more coats) | 1340.21 | PER SQM |  | 0
17/16.15 | Finishing walls with toxtured exterior paint of required shade, including scaffolding: New work (Two or more coats applied @ 3.28 ltr/10 sqm) over and including priming coat Of exterior primer applied @ 2.20 kg/10 sqm | 1066.04 | PER SQM |  | 0
18/10.1 | Providing wood work in frames of doors, windows, clerestory windows and other frames, wrought framed and fixed in position with hold fast lugs or with dash fasteners of required diameter & length. A) With Teak wood/ Sissu wood | 7.934 | PER CUM |  | 0
19/10.8 | Providing and fixing panelling or panelling and glazing in panelled or panelled and glazed shutters for doors, windows and clerestory windows (Area Of opening for panel inserts excluding portion inside grooves or rebates to be measured). Panelling for panelled or panelled and glazed shutters 25 mm to 40 mm thick: a)With Teak wood/ Sissu wood. | 319.83 | PER SQM |  | 0
20/11.24 | Providing and fixing M.S. grills Of required pattern in trames Of windows, etc. with M.S. flats, square or round bars, etc. including priming coat with approved steel primer all complete. b) Fixed to openings/ wooden frames with rawl plugs screws etc. | 5943.476 | PER KG |  | 0
21/28.34 | Providing and fixing factory made upvc white colour sliding glazed window above 1.50 in in height dimension comprising of UPVC multi-chambered frame with inlbuilt roller track and sash extruded profiles duly reinforced with 1.60 sO.2 mm thick galvanized mild steel section made from roll forming process Of required length (shape & size according to UPVC profile), appropriate dimension of UPVC extruded glazing beads, UPVC extruded interlocks and UPVC extruded inline sash adaptor (if required), EPDM gasket, wool pile, zinc alloy (white powder coated) handle on one side of extreme panel along with zinc plated mild steel multi point locking having transmission gear with keeps, zinc alloy (white powder coated) touch lock with hook (jf required for wire mesh panel), stainless steel ...etc all complete as per approved drawing & direction Of Engineer-in Charge. (Single/ double glass panes shall be paid separately). a) Two track two panels sliding window made of (big series) frame 67x50 mm & sash 46x62 mm both having wall thiekness Of 2.3 cO.2 mm and single glazing bead/ double glazing bead Of appropriate dimension. (Area of window above 2.50 sqm up to 4.00 sqm) | 192.97 | PER Sqm |  | 0
22/24.3 | Providing and fixing glazing in aluminium door. window, ventilator shutters and partitions etc. with EPDM rubber/ neoprene gasket etc. complete as per the architectural drawings and the directions of engineer-in-charge: e) With float glass panes Of 8 mm thickness (weight not less than 20 kg/sqm) | 192.97 | PER Sqm |  | 0
23/12.45 | Providing and laying vitrified tiles in different sizes (thickness to be specified by manufacturer), with water absorption less than 0.08 a/a and conforming to ls:15622, of approved make, jn all colours and shade, in skirting, riser of steps, over 12 mm thick bed Of cement mortar 1:3 (1 cement: 3 coarse sand), jointing with grey cement slurry @ 3.3 kg/sqm including grouting the joint with white cement & matching pigments etc. complete. c) Size of Tile 800x800 mm | 1935.82 | PER SQM |  | 0
24/9.27 | Providing polished VETRIFIED wall tiles of approved quality, size, shape and thickness not less than 8 mm on walls and skirting over cement mortar bed 10 mm thick in prop.1:3 (1 cement: 3 coarse sand) including cutting where necessary finished with flush pointing with adhesive or white cement slurry mixed with approved pigment to match shade of tiles complete at all levels as specified and directed. c) Deluxe range | 409.92 | PER SQM |  | 0
25/12.28 | Marble stone flooring with 18 mm thick marble stone, as per sample of marble approved by Engineer-in-charge, over 20 mm (average) thick base of cement mortar 1:4 (1 cement: 4 coarse sand) laid and jointed with grey cement slurry, including rubbing and polishing complete with e) Kumari slab | 160.2 | PER SQM |  | 0
26/12.4 | Making plinth protection 50mm thick of cement concrete 1:3:6 (1 cement: 3 coarse sand: 6 graded stone aggregate 20 mm nominal size) over 75 mm thick bed of dry brick ballast 40 mm nominal size, well rammed and consolidated and grouted with fine sand, including necessary excavation, levelling & dressing & finishing the top smooth. | 45 | Per sqm |  | 0
27/25.1 | Providing and laying integral cement based treatment for water proofing on horizontal surface at all depth below ground level for underground structures as directed by Engineer-in- Charge and consisting of : (i) 1St layer of 22 mm to 25 mm thick approved and specified rough stone slab over a 25 mm thick base of cement mortar 1:3 (1 cement: 3 coarse sand) mixed with water proofing compound conforming to ls:2645 in the recommended proportion over the levelling course (levelling course to be paid separately). Joints sealed and grouted with cemem slurry mixed with water proofing compound. (ii) 2nd layer of 25 mm thick cement mortar 1:3 (1 cement: 3 coarse sand) mixed with water proofing compound in recommended proportions. (iii) Finishing top with stone aggregate of 10 mm to 12 mm nominal size spreading @ 0.008 cum/sqm thoroughly embedded in the 2nd layer. | 645.415 | Per sqm |  | 0
28/19.27 | Diluting and injecting chemical emulsion for POSTCONSTPIUCTIONAL anti-termite treatment (excluding the cost of chemical emulsion): a)Along external wall where the apron is not provided using chemical emulsion @ 7.5 ltr/ sqm Of the vertical surface Of the substructure to a depth of 300 mm including excavation channel along the wall & rodding etc. complete: With Chlorpyriphos/ Lindane E.C. 20°/o with 1 a/o concentration | 686.65 | Per Rm |  | 0
29/2.8 | Disposal Of surplus earth/ unserviceable material from the work site including loading and unloading completo as directed. a) First 5 Km | 262.416 | Cum per Km |  | 0
30/ 6.11 | Supplying, fitting and fixing in position reinforcement bars up to 1st floor level, conforming to relevant I.S. Code for R.C.C. work/ R.B. walling including straightening, cleaning, cutting and bending to proper shapes and length as per details, supplying and binding with 20 G annealed black wire and placing in position with proper blocks, supports, chairs, spacers etc. complete. (Rates inclusive of all wastage, lappage, hooks, chairs, anchorage etc. and no measurement for the same is required) b)High Yield Strength Deformed bars or Tor Bars | 128474.276 | Per Kg |  | 0
|  |  |  | Sub TOTAL | 0
ELECTRIFICATION A. Internal electrification without AC II. Non Residential Building
| (i) Ground Floor | 480.9 | PER SQM |  | 0
| (ii) First Floor | 480.9 | PER SQM |  | 0
| (iii) Second Floor | 480.9 | PER SQM |  | 0
| (iii) Third Floor with Mumty | 480.9 | PER CUM |  | 0
| External Electrification -Power Supply Connection @ 3.75% of Civil Work( of sub total) |  |  |  | 0
| External Electrification-Lighting Conductors @ 0.25% of Civil work ( of sub total) |  |  |  | 0
| Internal Water Supply @ 8.5% of Civil Work( of sub total) |  |  |  | 0
| External Water Supply @ 1.25% of civil work ( of Sub Total) |  |  |  | 0
| Septic Tank and soak pit with brick walling for 3 nos of 50 users (Amount as per plinth area rate) | 3 | No |  | 0
|  |  |  | GRAND TOTAL | 0
Note:- 1. Electrification Work (Internal and External) are to include the following (Supplementary estimates to be issue on starting the work) : a) Installation of Electrical Systems and Equipment: This involves the comprehensive installation of all necessary electrical systems and components as specified in the building’s detailed electrification plan. This includes wiring, circuit breakers, panels, lighting fixtures, and other associated electrical equipment to ensure a robust and reliable power distribution network. b) Vertical Transportation Systems: The project includes the installation of an elevator system (lift) in the academic building to facilitate vertical transportation, thereby improving accessibility and enhancing the user experience for students, staff, and visitors. c) Power Supply Augmentation (Wherever is applicable or mentioned in the Annexure): To meet the increased power demand resulting from the new construction, a new transformer will be installed. This transformer will be appropriately sized to handle the additional load and will be integrated into the existing power supply network to ensure seamless operation and reliability. 2.Water Supply Systems (Internal and External) are to include the following (Supplementary estimates to be issue on starting the work) : a) Sanitary and Plumbing Infrastructure: This encompasses the complete installation of all sanitary and plumbing systems, including piping, fixtures, and fittings. The work will cover the entire spectrum of water supply and drainage systems, ensuring efficient distribution and disposal of water within the facility. b) Sanitary Fixtures and Appliances: The installation will include all necessary bathroom and toilet fittings, such as washbasins, commodes, urinals, faucets, and showers. These fixtures will be selected and installed to meet the functional requirements and aesthetic standards of the facility. c) Water Storage Solutions: To ensure an uninterrupted water supply, water storage tanks will be installed. These tanks will be strategically placed and sized to meet the operational water demand of the facility, providing a consistent and adequate water supply for all intended uses.
(Shri. F. Biam)
Health Engineering Manager (HIC), MHSSP,
Dept of Health & Family Welfare,
Government of Meghalaya

## Nongpoh Staff Quarter (hidden)
BILL OF QUANTITIES
| District | Rre-Bhoi
| Name of Work | Construction of Staff Quarter
| Name of Health Facilities | GNM School of Nursing, Nongpoh
Item No. | Description of Items (with brief specification and reference to book of specification) | Quantity | Unit | Rates in INR (in figure) | Amount in INR
1/2.1 | Earthwork in excavation upto a depth of 2m below the existing ground level for foundation trenches of foundations, footings of column/ walls, retaining walls, septic tank etc. including bailing out water where necessary and removal of surplus earth with all lead and lifts as directed and specified for the following classification of soils.. b) In ordinary rock (soft rock/ medium rock/ hard shale) | 325.01 | PER CUM |  | 0
2/19.26 | Surface dressing of the ground including removing vegetation and in-equalities not exceeding 15 cm deep and disposal of rubbish, lead up to 50 in and lift up to 1.5 in. All kinds of soil | 141.6 | Per sqm |  | 0
3/8.1 | Random rubble masonry with hard stone in foundation and plinth including levelling up with cement concrete 1:6:12 (1 cement: 6 coarse sand: 12 graded stone aggregate 20 mm nominal size) up to plinth level with: a)Cement mortar 1:6 (1 cement: 6 coarse sand) | 37.01 | PER CUM |  | 0
4/2.6 | Earthwork in filling (excluding rock) in trenches, plinth, sides of foundation etc in layers not exceeding 20 cm thick including breaking of clods, consolidating each layer by ramming and watering, lead up to 50 m and lift up to 1.5 m (a) With available excavated earth | 76.47 | Per Cum |  | 0
5/12.5 | Providing soling with stone/ best quality picked jhama brick, sand packed and laid to level and in panel after preparing the subgrade as directed including all labour and materials and if necessary dewatering, complete. B) Stone soling (i) 100 mm | 251.59 | PER Sqm |  | 0
6/5.1 | Plain cement concrete works in foundation bed for footing steps, walls, brick works etc below plinth level as directed and specified including dewatering if necessary, and curing complete (shuttering where necessary shall be measured and paid separately). (c) In prop. 1:2: 4 (1 cement:3 coarse sand : 6 coarse agg. ) | 25.16 | PER CUM |  | 0
7/4.4 | SHUTTERING/ FORMWORK Centering and shuttering including strutting, propping etc. and removal of form for all heights complete and as directed by Engineer in charge Lintels, beams, plinth beams, girders, bressumers and cantilevers (using steel) | 262.29 | PER SQM |  | 0
8/4.5 | Columns, Pillars, Piers, Abutments, Posts and Struts (using steel) | 232.56 | PER SQM |  | 0
9/4.3 | Slabs, roofs, landings, balconies and access platform, shelves (using steel) | 46.68 | PER SQM |  | 0
10/4.6 | Stairs/ spiral staircase, (excluding landings) (using timber | 72.16 | PER SQM |  | 0
11/6.3 | Reinforced cement concrete work in walls (any thickness), including attached pilasters, buttresses, fillets, columns, pillars, posts and struts etc. above plinth level up to first floor level, excluding cost of centering, shuttering, finishing and reinforcement b) M20 or 1 :llA:3 (1 cement: llA coarse sand: 3 graded stone aggregate 20 mm nominal size) | 175.58 | PER CUM |  | 0
12/7.10 | Half brick masonry with common burnt clay (non modular) 1st class bricks in superstructure above plinth level up to first floor level a) Cement mortar 1:3 (1 cement: 3 coarse sand) | 1071.44 | PER SQM |  | 0
13/15.4 | CEMENT PLASTER (IN COARSE SAND) 12 mm cement plaster of mix: a) 1:4 (1 cement: 4 coarse sand) | 2919.56 | PER SQM |  | 0
14/16.14 | Finishing walls with water proofing cement paint of required shade: a) New work (Two or more coats applied @ 3,84 kg/10 sqm) | 2919.56 | PER SQM |  | 0
15/16.11 | Applying one coat of water thinnable cement primer of approved brand and manufacture on surfaces: Water thinnable cement primer | 2919.56 | PER SQM |  | 0
16/16.2 | Providing and applying Plaster of Paris putty of 2 mm thickness over plastered surface to prepare the surface even and smooth complete | 2919.56 | PER SQM |  | 0
17/16.19 | Wall painting with acrylic emulsion paint of approved brand and manufacture to give an even shade: New work (two or more coats) | 2281.92 | PER SQM |  | 0
18/16.15 | Finishing walls with toxtured exterior paint of required shade, including scaffolding: New work (Two or more coats applied @ 3.28 ltr/10 sqm) over and including priming coat Of exterior primer applied @ 2.20 kg/10 sqm | 637.64 | PER SQM |  | 0
19/10.1 | Providing wood work in frames of doors, windows, clerestory windows and other frames, wrought framed and fixed in position with hold fast lugs or with dash fasteners of required diameter & length. A) With Teak wood/ Sissu wood | 2.2 | PER CUM |  | 0
20/10.8 | Providing and fixing panelling or panelling and glazing in panelled or panelled and glazed shutters for doors, windows and clerestory windows (Area Of opening for panel inserts excluding portion inside grooves or rebates to be measured). Panelling for panelled or panelled and glazed shutters 25 mm to 40 mm thick: a)With Teak wood/ Sissu wood. | 78.12 | PER SQM |  | 0
21/11.24 | Providing and fixing M.S. grills Of required pattern in trames Of windows, etc. with M.S. flats, square or round bars, etc. including priming coat with approved steel primer all complete. b) Fixed to openings/ wooden frames with rawl plugs screws etc. | 1880.03 | PER KG |  | 0
22/28.34 | Providing and fixing factory made upvc white colour sliding glazed window above 1.50 in in height dimension comprising of UPVC multi-chambered frame with inlbuilt roller track and sash extruded profiles duly reinforced with 1.60 sO.2 mm thick galvanized mild steel section made from roll forming process Of required length (shape & size according to UPVC profile), appropriate dimension of UPVC extruded glazing beads, UPVC extruded interlocks and UPVC extruded inline sash adaptor (if required), EPDM gasket, wool pile, zinc alloy (white powder coated) handle on one side of extreme panel along with zinc plated mild steel multi point locking having transmission gear with keeps, zinc alloy (white powder coated) touch lock with hook (jf required for wire mesh panel), stainless steel ...etc all complete as per approved drawing & direction Of Engineer-in Charge. (Single/ double glass panes shall be paid separately). a) Two track two panels sliding window made of (big series) frame 67x50 mm & sash 46x62 mm both having wall thiekness Of 2.3 cO.2 mm and single glazing bead/ double glazing bead Of appropriate dimension. (Area of window above 2.50 sqm up to 4.00 sqm) | 70.24 | PER Sqm |  | 0
23/24.3 | Providing and fixing glazing in aluminium door. window, ventilator shutters and partitions etc. with EPDM rubber/ neoprene gasket etc. complete as per the architectural drawings and the directions of engineer-in-charge: e) With float glass panes Of 8 mm thickness (weight not less than 20 kg/sqm) | 70.24 | PER Sqm |  | 0
24/12.45 | Providing and laying vitrified tiles in different sizes (thickness to be specified by manufacturer), with water absorption less than 0.08 a/a and conforming to ls:15622, of approved make, jn all colours and shade, in skirting, riser of steps, over 12 mm thick bed Of cement mortar 1:3 (1 cement: 3 coarse sand), jointing with grey cement slurry @ 3.3 kg/sqm including grouting the joint with white cement & matching pigments etc. complete. c) Size of Tile 800x800 mm | 440.84 | PER SQM |  | 0
25/9.27 | Providing polished VITRIFIED wall tiles of approved quality, size, shape and thickness not less than 8 mm on walls and skirting over cement mortar bed 10 mm thick in prop.1:3 (1 cement: 3 coarse sand) including cutting where necessary finished with flush pointing with adhesive or white cement slurry mixed with approved pigment to match shade of tiles complete at all levels as specified and directed. c) Deluxe range | 36.48 | PER SQM |  | 0
26/12.28 | Marble stone flooring with 18 mm thick marble stone, as per sample of marble approved by Engineer-in-charge, over 20 mm (average) thick base of cement mortar 1:4 (1 cement: 4 coarse sand) laid and jointed with grey cement slurry, including rubbing and polishing complete with e) Kumari slab | 69 | PER SQM |  | 0
27/11.2 | Structural steel work riveted, bolted or welded in built up sections, trusses and framed work, including cutting, hoisting, fixing in position and applying a priming coat Of approved steel primer all complete. | 375.96 | Per Kg |  | 0
28/12.4 | Making plinth protection 50mm thick of cement concrete 1:3:6 (1 cement: 3 coarse sand: 6 graded stone aggregate 20 mm nominal size) over 75 mm thick bed of dry brick ballast 40 mm nominal size, well rammed and consolidated and grouted with fine sand, including necessary excavation, levelling & dressing & finishing the top smooth. | 54 | Per sqm |  | 0
29/25.1 | Providing and laying integral cement based treatment for water proofing on horizontal surface at all depth below ground level for underground structures as directed by Engineer-in- Charge and consisting of : (i) 1St layer of 22 mm to 25 mm thick approved and specified rough stone slab over a 25 mm thick base of cement mortar 1:3 (1 cement: 3 coarse sand) mixed with water proofing compound conforming to ls:2645 in the recommended proportion over the levelling course (levelling course to be paid separately). Joints sealed and grouted with cemem slurry mixed with water proofing compound. (ii) 2nd layer of 25 mm thick cement mortar 1:3 (1 cement: 3 coarse sand) mixed with water proofing compound in recommended proportions. (iii) Finishing top with stone aggregate of 10 mm to 12 mm nominal size spreading @ 0.008 cum/sqm thoroughly embedded in the 2nd layer. | 140.46 | Per sqm |  | 0
30/19.27 | Diluting and injecting chemical emulsion for POSTCONSTPIUCTIONAL anti-termite treatment (excluding the cost of chemical emulsion): a)Along external wall where the apron is not provided using chemical emulsion @ 7.5 ltr/ sqm Of the vertical surface Of the substructure to a depth of 300 mm including excavation channel along the wall & rodding etc. complete: With Chlorpyriphos/ Lindane E.C. 20°/o with 1 a/o concentration | 232.15 | Per Rm |  | 0
31/2.8 | Disposal Of surplus earth/ unserviceable material from the work site including loading and unloading completo as directed. a) First 5 Km | 248.54 | Cum per Km |  | 0
32/ 6.11 | Supplying, fitting and fixing in position reinforcement bars up to 1st floor level, conforming to relevant I.S. Code for R.C.C. work/ R.B. walling including straightening, cleaning, cutting and bending to proper shapes and length as per details, supplying and binding with 20 G annealed black wire and placing in position with proper blocks, supports, chairs, spacers etc. complete. (Rates inclusive of all wastage, lappage, hooks, chairs, anchorage etc. and no measurement for the same is required) b)High Yield Strength Deformed bars or Tor Bars | 37788.78 | Per Kg |  | 0
|  |  |  | Sub Total | 0
ELECTRIFICATION A. Internal electrification without AC II. Non Residential Building
| (i) Ground Floor | 141.6 | PER SQM |  | 0
| (ii) First Floor | 141.6 | PER SQM |  | 0
| (iii) Second Floor | 141.6 | PER SQM |  | 0
| (iii) Third Floor with Mumty | 141.6 | PER CUM |  | 0
| External Electrification -Power Supply Connection @ 3.75% of Civil Work( of sub total) |  |  |  | 0
| External Electrification-Lighting Conductors @ 0.25% of Civil work ( of sub total) |  |  |  | 0
| Internal Water Supply @ 8.5% of Civil Work( of sub total) |  |  |  | 0
| External Water Supply @ 1.25% of civil work ( of Sub Total) |  |  |  | 0
| Septic Tank and soak pit with brick walling for 3 nos of 50 users (Amount as per plinth area rate) | 3 | No |  | 0
|  |  |  | GRAND TOTAL | 0
Note:- 1. Electrification Work (Internal and External) are to include the following (Supplementary estimates to be issue on starting the work) : a) Installation of Electrical Systems and Equipment: This involves the comprehensive installation of all necessary electrical systems and components as specified in the building’s detailed electrification plan. This includes wiring, circuit breakers, panels, lighting fixtures, and other associated electrical equipment to ensure a robust and reliable power distribution network. b) Vertical Transportation Systems: The project includes the installation of an elevator system (lift) in the academic building to facilitate vertical transportation, thereby improving accessibility and enhancing the user experience for students, staff, and visitors. c) Power Supply Augmentation (Wherever is applicable or mentioned in the Annexure): To meet the increased power demand resulting from the new construction, a new transformer will be installed. This transformer will be appropriately sized to handle the additional load and will be integrated into the existing power supply network to ensure seamless operation and reliability. 2.Water Supply Systems (Internal and External) are to include the following (Supplementary estimates to be issue on starting the work) : a) Sanitary and Plumbing Infrastructure: This encompasses the complete installation of all sanitary and plumbing systems, including piping, fixtures, and fittings. The work will cover the entire spectrum of water supply and drainage systems, ensuring efficient distribution and disposal of water within the facility. b) Sanitary Fixtures and Appliances: The installation will include all necessary bathroom and toilet fittings, such as washbasins, commodes, urinals, faucets, and showers. These fixtures will be selected and installed to meet the functional requirements and aesthetic standards of the facility. c) Water Storage Solutions: To ensure an uninterrupted water supply, water storage tanks will be installed. These tanks will be strategically placed and sized to meet the operational water demand of the facility, providing a consistent and adequate water supply for all intended uses.

## Nongpoh Academic Block (hidden)
BILL OF QUANTITIES
| District | Ri-Bhoi
| Name of Work | Repair & Renovation of Acamedic Block
| Name of Health Facilities | GNM School of Nursing, Nongpoh
Item No. | Description of Items (with brief specification and reference to book of specification) | Quantity | Unit | Rates in INR (in figure) | Amount in INR
1/18.1 | Demolishing cement concrete including disposal of material within 50 metres lead as per direction of Engineer-in-charge. a) Nominal concrete 1:3:6 or richer mix (i/c equivalent design mix) | 131.25 | PER CUM |  | 0
2/18.2 | Demolishing R.C.C. work including stacking of steel bars and disposal of unserviceable material within 50 metres lead as per direction of Engineer-in-charge. | 4.86 | PER CUM |  | 0
3/18.17 | Dismantling steel work in built up sections without dismembering and slacking within 50 metres lead as per direction of Engineer-in-charge. | 302.82 | PER CUM |  | 0
4/18.5 | Demolishing brick work including stacking of serviceable material and disposal of unserviceable material within 50 metres lead as per direction Of Engineer-in-charge. | 8.4 | PER CUM |  | 0
5/17.1 | Repairs to plaster ot thickness 12 mm to 20 mm in patches Of area 2.5 sqm and under, including cutting the patch in proper shape, raling out joints and preparing and plastering the surface of the walls complete, including disposal Of rubbish to the dumping ground, all complete as per direction Of Engineer- in-Charge. a)With cement mortar 1 :4 (1 cement: 4 fine sand) | 158.6 | PER SQM |  | 0
6/4.4 | SHUTTERING/ FORMWORK Centering and shuttering including strutting, propping etc. and removal of form for all heights complete and as directed by Engineer in charge Lintels, beams, plinth beams, girders, bressumers and cantilevers (using steel) | 6.6 | Per Sqm |  | 0
7/6.3 | Reinforced cement concrete work in walls (any thickness), including attached pilasters, buttresses, fillets, columns, pillars, posts and struts etc. above plinth level up to first floor level, excluding cost of centering, shuttering, finishing and reinforcement b) M20 or 1 :llA:3 (1 cement: llA coarse sand: 3 graded stone aggregate 20 mm nominal size) | 0.495 | Per Cum |  | 0
8/17.2 | Re-fixing existing chowkhats in existing opening including embedding chowkhats in floors or walls cutting masonry for holdfasts, embedding hold fasts in cement concrcte blocks of size 15 x 10 x 10 cm with cement concrete 1 :3:6 (1 cement: 3 coarse sand: 6 graded stone aggregate 20 mm nominal size), painting two coats Of approved wood preservative to sides of chowkhats and making good the damages to walls and floors as required complete, including disposal Of rubbish to the dumping ground, all complete as per direction of Engineer-in- Charge. (excluding cost Of chowkhat) a) Door chowkhat | 5 | Each |  | 0
9/17.47 | Hacking of CC flooring including cleaning for Surface etc. complete as per direction of the Engineer-in-Charge. | 653.384 | PER SQM |  | 0
10/25.1 | Providing and laying integral cement based treatment for water proofing on horizontal surface at all depth below ground level for underground structures as directed by Engineer-in- Charge and consisting of : (i) 1St layer of 22 mm to 25 mm thick approved and specified rough stone slab over a 25 mm thick base of cement mortar 1:3 (1 cement: 3 coarse sand) mixed with water proofing compound conforming to ls:2645 in the recommended proportion over the levelling course (levelling course to be paid separately). Joints sealed and grouted with cemem slurry mixed with water proofing compound. (ii) 2nd layer of 25 mm thick cement mortar 1:3 (1 cement: 3 coarse sand) mixed with water proofing compound in recommended proportions. (iii) Finishing top with stone aggregate of 10 mm to 12 mm nominal size spreading @ 0.008 cum/sqm thoroughly embedded in the 2nd layer. | 980.076 | PER SQM |  | 0
11/16.1 | Surface preparation: (a)Removing existing white or colour wash on wall surfaces by steel wire brushing and/ or scraping, sand papering and preparing the surface smooth including necessary repairs to scratches complete. | 1633.82 | Per Sqm |  | 0
12/16.14 | Finishing walls with water proofing cement paint of required shade: b) Old work (one or more coats applied @ 2.20 kg/10 sqm) over priming coat of primer applied @ 0.80 Itr/10 sqm complete including cost of Priming coat. | 1633.82 | PER SQM |  | 0
13/12.45 | Providing and laying vitrified tiles in different sizes (thickness to be specified by manufacturer), with water absorption less than 0.08 a/a and conforming to ls:15622, of approved make, jn all colours and shade, in skirting, riser of steps, over 12 mm thick bed Of cement mortar 1:3 (1 cement: 3 coarse sand), jointing with grey cement slurry @ 3.3 kg/sqm including grouting the joint with white cement & matching pigments etc. complete. c) Size of Tile 800x800 mm | 544.06 | PER SQM |  | 0
14/7.10 | Half brick masonry with common burnt clay (non modular) 1st class bricks in superstructure above plinth level up to first floor level a) Cement mortar 1:3 (1 cement: 3 coarse sand) | 32.06 | PER SQM |  | 0
15/15.4 | CEMENT PLASTER (IN COARSE SAND) 12 mm cement plaster of mix: a) 1:4 (1 cement: 4 coarse sand) | 71.2 | PER SQM |  | 0
16/16.11 | Applying one coat of water thinnable cement primer of approved brand and manufacture on surfaces: Water thinnable cement primer | 71.2 | PER SQM |  | 0
17/16.2 | Providing and applying Plaster of Paris putty of 2 mm thickness over plastered surface to prepare the surface even and smooth complete | 1705.02 | PER SQM |  | 0
18/16.19 | Wall painting with acrylic emulsion paint of approved brand and manufacture to give an even shade: New work (two or more coats) | 1705.02 | PER SQM |  | 0
19/10.1 | Providing wood work in frames of doors, windows, clerestory windows and other frames, wrought framed and fixed in position with hold fast lugs or with dash fasteners of required diameter & length. A) With Teak wood/ Sissu wood | 0.409 | PER CUM |  | 0
20/10.8 | Providing and fixing panelling or panelling and glazing in panelled or panelled and glazed shutters for doors, windows and clerestory windows (Area Of opening for panel inserts excluding portion inside grooves or rebates to be measured). Panelling for panelled or panelled and glazed shutters 25 mm to 40 mm thick: a)With Teak wood/ Sissu wood. | 5.88 | PER SQM |  | 0
21/16.22 | Finishing with Deluxe Multi surface paint system for interiors and exteriors using Primer as per manufacturers specifications, including scaffolding: b) Painting wood work with Deluxe Mufti Surface Paint ofrequired shade. Two or moi.e coats applied @ 0.90 ltr/10 sqm over an under coat of primer applied @ 0.75 Itr/10 sqm Of approved brand and manufacture | 15.288 | Per Sqm |  | 0
22/20.1 | Providing and fixing water closet squatting pan (Indian type W.C. pan) with 100 mm sand Cast Iron P or S trap, 10 litre low level white P.V.C. flushing cistern, including flush pipe, with manually controlled device (handle lever) conforming to ls:7231, with all fi"ngs and fixtures complete. including cutting and making good the walls and floors wherever required: a) White Vitreous china Orissa pattern W.C, pan of size 580x440 mm with integral type foci rests | 1 | Each |  | 0
23/20.10 | Providing and fixing white vitreous china pedestal for wash basin completely recessed at the back for the reception Of pipes and fittings. | 3 | Each |  | 0
24/20.13 | Providing and fixing white vitreous china laboratory sink with C.I. brackets, C.P. brass chain with rubber plug, 40 mm C.P brass waste and 40mm C.P. brass trap with necessary C.P. brass unions complete, including painting Of tittings and brackets, cutting and making good the wall wherever required: b) Size 600x450x200 mm | 3 | Each |  | 0
25/31.30 | Providing and injecting approved grout in proportion recommended by the manufacturer into cracks/ honey-comb area Of concrete/ masonry by suitable gun/ pump at required pressure including cutting of nipples after curing etc. complete as per directions of Engineer-in-charge. c.) Epoxy injection grout in concrcte/ FICC work ol approved make | 3722.92 | Per Kg |  | 0
26/31.27 | Providing, mixing and applying SBF3 polymer (Of approved make) modified Cement mortar in proportion of 1 :4 (1 cement: 4 graded coarse sand with polymer minimum 20/a by wt. Of cement used) as per specifications and directions of Engineer-in-charge. Note: Measurement and payment: The pre measurement of thickness shall be done just after the surface preparation js completed and Payment under this item shall be made only after proper wet curing has been done and surface has been satisfactorily evaluated by sounding/ tapping with a blunt metal instrument and/ or the 75mm size cube crushing strength at the end of 28 days to be not less than 30 N/sqmm). a) 12 mm average thickness. | 326.692 | Per Sqm |  | 0
27/19.27 | Diluting and injecting chemical emulsion for POSTCONSTPIUCTIONAL anti-termite treatment (excluding the cost of chemical emulsion): c) Treatment Of soil under existing floors using chemical emulsion @ 1 litre per hole, 300 mm apart including drilling 12 mm diameter holes and plugging with cement mortar 1:2 (1 cement: 2 Coarse sand) to match the existing floor: With Chlorpyriphos/ Lindane E.C. 20% with 1 a/o concentration | 326.692 | Per Sqm |  | 0
|  |  |  | Total | 0
BILL OF QUANTITIES
| District | Ri-Bhoi
| Name of Work | New Construction of Acamedic Block
| Name of Health Facilities | GNM School of Nursing, Nongpoh
Item No. | Description of Items (with brief specification and reference to book of specification) | Quantity | Unit | Rates in INR (in figure) | Amount in INR
1/2.1 | Earthwork in excavation upto a depth of 2m below the existing ground level for foundation trenches of foundations, footings of column/ walls, retaining walls, septic tank etc. including bailing out water where necessary and removal of surplus earth with all lead and lifts as directed and specified for the following classification of soils.. b) In ordinary rock (soft rock/ medium rock/ hard shale) | 2395.435 | PER CUM |  | 0
2/19.26 | Surface dressing the ground including removing vegetation and in-equalities not exceeding 15 cm deep and disposal of rubbish, lead up to 50 in and lift up to 1.5 in. All kinds of soil | 875 | Per sqm |  | 0
3/8.1 | Random rubble masonry with hard stone in foundation and plinth including levelling up with cement concrete 1:6:12 (1 cement: 6 coarse sand: 12 graded stone aggregate 20 mm nominal size) up to plinth level with: a)Cement mortar 1:6 (1 cement: 6 coarse sand) | 328.22 | PER CUM |  | 0
4/2.6 | Earthwork in filling (excluding rock) in trenches, plinth, sides of foundation etc in layers not exceeding 20 cm thick including breaking of clods, consolidating each layer by ramming and watering, lead up to 50 m and lift up to 1.5 m (a) With available excavated earth | 466.475 | Per Cum |  | 0
5/12.5 | Providing soling with stone/ best quality picked jhama brick, sand packed and laid to level and in panel after preparing the subgrade as directed including all labour and materials and if necessary dewatering, complete. B) Stone soling (i) 100 mm | 1058.085 | PER Sqm |  | 0
6/5.1 | Plain cement concrete works in foundation bed for footing steps, walls, brick works etc below plinth level as directed and specified including dewatering if necessary, and curing complete (shuttering where necessary shall be measured and paid separately). (c) In prop. 1:2: 4 (1 cement:3 coarse sand : 6 coarse agg. ) | 105.8085 | PER CUM |  | 0
7/4.4 | SHUTTERING/ FORMWORK Centering and shuttering including strutting, propping etc. and removal of form for all heights complete and as directed by Engineer in charge Lintels, beams, plinth beams, girders, bressumers and cantilevers (using steel) | 3311.56 | PER SQM |  | 0
8/4.5 | Columns, Pillars, Piers, Abutments, Posts and Struts (using steel) | 3166.6 | PER SQM |  | 0
9/4.3 | Slabs, roofs, landings, balconies and access platform, shelves (using steel) | 3275.08 | PER SQM |  | 0
10/4.6 | Stairs/ spiral staircase, (excluding landings) (using timber | 153.05 | PER SQM |  | 0
11/6.3 | Reinforced cement concrete work in walls (any thickness), including attached pilasters, buttresses, fillets, columns, pillars, posts and struts etc. above plinth level up to first floor level, excluding cost of centering, shuttering, finishing and reinforcement b) M20 or 1 :llA:3 (1 cement: llA coarse sand: 3 graded stone aggregate 20 mm nominal size) | 1243.0342 | PER CUM |  | 0
12/7.10 | Half brick masonry with common burnt clay (non modular) 1st class bricks in superstructure above plinth level up to first floor level a) Cement mortar 1:3 (1 cement: 3 coarse sand) | 2184.85 | PER SQM |  | 0
13/15.4 | CEMENT PLASTER (IN COARSE SAND) 12 mm cement plaster of mix: a) 1:4 (1 cement: 4 coarse sand) | 13832.76 | PER SQM |  | 0
14/16.11 | Applying one coat of water thinnable cement primer of approved brand and manufacture on surfaces: Water thinnable cement primer | 13832.76 | PER SQM |  | 0
15/16.2 | Providing and applying Plaster of Paris putty of 2 mm thickness over plastered surface to prepare the surface even and smooth complete | 13832.76 | PER SQM |  | 0
16/16.19 | Wall painting with acrylic emulsion paint of approved brand and manufacture to give an even shade: New work (two or more coats) | 8238.55 | PER SQM |  | 0
17/16.15 | Finishing walls with toxtured exterior paint of required shade, including scaffolding: New work (Two or more coats applied @ 3.28 ltr/10 sqm) over and including priming coat Of exterior primer applied @ 2.20 kg/10 sqm | 5594.21 | PER SQM |  | 0
18/10.1 | Providing wood work in frames of doors, windows, clerestory windows and other frames, wrought framed and fixed in position with hold fast lugs or with dash fasteners of required diameter & length. A) With Teak wood/ Sissu wood | 3.5555 | PER CUM |  | 0
19/10.8 | Providing and fixing panelling or panelling and glazing in panelled or panelled and glazed shutters for doors, windows and clerestory windows (Area Of opening for panel inserts excluding portion inside grooves or rebates to be measured). Panelling for panelled or panelled and glazed shutters 25 mm to 40 mm thick: a)With Teak wood/ Sissu wood. | 138.075 | PER SQM |  | 0
20/11.24 | Providing and fixing M.S. grills Of required pattern in trames Of windows, etc. with M.S. flats, square or round bars, etc. including priming coat with approved steel primer all complete. b) Fixed to openings/ wooden frames with rawl plugs screws etc. | 4741.352 | PER KG |  | 0
21/28.34 | Providing and fixing factory made upvc white colour sliding glazed window above 1.50 in in height dimension comprising of UPVC multi-chambered frame with inlbuilt roller track and sash extruded profiles duly reinforced with 1.60 sO.2 mm thick galvanized mild steel section made from roll forming process Of required length (shape & size according to UPVC profile), appropriate dimension of UPVC extruded glazing beads, UPVC extruded interlocks and UPVC extruded inline sash adaptor (if required), EPDM gasket, wool pile, zinc alloy (white powder coated) handle on one side of extreme panel along with zinc plated mild steel multi point locking having transmission gear with keeps, zinc alloy (white powder coated) touch lock with hook (jf required for wire mesh panel), stainless steel ...etc all complete as per approved drawing & direction Of Engineer-in Charge. (Single/ double glass panes shall be paid separately). a) Two track two panels sliding window made of (big series) frame 67x50 mm & sash 46x62 mm both having wall thiekness Of 2.3 cO.2 mm and single glazing bead/ double glazing bead Of appropriate dimension. (Area of window above 2.50 sqm up to 4.00 sqm) | 153.94 | PER Sqm |  | 0
22/24.3 | Providing and fixing glazing in aluminium door. window, ventilator shutters and partitions etc. with EPDM rubber/ neoprene gasket etc. complete as per the architectural drawings and the directions of engineer-in-charge: e) With float glass panes Of 8 mm thickness (weight not less than 20 kg/sqm) | 175.96 | PER Sqm |  | 0
23/31.25 | Drilling suitable holes in reinforced or plain cement concrete with power driven drill machine to a minimum depth Of 100 mm up to 200 mm in PICC beams, lintels, columns and slabs to introduce steel bars for sunshades/ balconies including fixing the steel bars in position using epoxy resin anchor grout of approved make but excluding the cost of reinforcement, all complete as per direction of Engineer-in-charge. Up to and including 12 mm dia. | 60 | Each |  | 0
24/31.26 | Providing, mixing and applying bonding coat of approved adhesive on chipped portion of F}CC as per specifications and direction of Engineer-ln-charge complete in all respect. B) Epoxy bonding adhesive having coverage 2.20 sqmckg of approved make | 6 | Per Sqm |  | 0
25/12.45 | Providing and laying vitrified tiles in different sizes (thickness to be specified by manufacturer), with water absorption less than 0.08 a/a and conforming to ls:15622, of approved make, jn all colours and shade, in skirting, riser of steps, over 12 mm thick bed Of cement mortar 1:3 (1 cement: 3 coarse sand), jointing with grey cement slurry @ 3.3 kg/sqm including grouting the joint with white cement & matching pigments etc. complete. c) Size of Tile 800x800 mm | 3978.54 | PER SQM |  | 0
26/9.27 | Providing polished VETRIFIED wall tiles of approved quality, size, shape and thickness not less than 8 mm on walls and skirting over cement mortar bed 10 mm thick in prop.1:3 (1 cement: 3 coarse sand) including cutting where necessary finished with flush pointing with adhesive or white cement slurry mixed with approved pigment to match shade of tiles complete at all levels as specified and directed. c) Deluxe range | 96 | PER SQM |  | 0
27/12.28 | Marble stone flooring with 18 mm thick marble stone, as per sample of marble approved by Engineer-in-charge, over 20 mm (average) thick base of cement mortar 1:4 (1 cement: 4 coarse sand) laid and jointed with grey cement slurry, including rubbing and polishing complete with e) Kumari slab | 115.98 | PER SQM |  | 0
28/11.2 | Structural steel work riveted, bolted or welded in built up sections, trusses and framed work, including cutting, hoisting, fixing in position and applying a priming coat Of approved steel primer all complete. | 49731.89 | Per Kg |  | 0
29/11.1 | Structural steel work in single section, fixed with or without connecting plate, including cutting, hoisting, fixing in position and applying a priming coat of approved steel primer all complete. | 4712.564 | Per Kg |  | 0
30/13.1 | Providing corrugated G.S or galvanised iron sheet roofing including vertical/ curved surface fixed with polymer coated J or L hooks, bolts and nuts 8 mm diameter with bitumen and a.I. limpet washers or with G.I. limpet washers filled with white lead, including a coat Of approved steel primer and two coats of approved paint on overlapping of sheets complete (up to any pitch in horizontal/ vertical or curved surfaces), excluding the cost Of purlins, rafters and trusses and including cutting to size and shape wherever required. a) 1.00 mm thick with zinc coating not less than 275 gin/sqm | 430.45 | Per Sqm |  | 0
31/14.12 | Providing and fixing tiled false ceiling of specified materials of size 595x595 mm in ti.ue horizontal level, suspended on interlocking metal grid of hot dipped galvanized steel sections (galvanized @ 120 grams/sqm, both side inclusive) consisting of main "T" runner with suitably spaced joints to get required length and Of size 24x38 mm made from 0.30 mm thick (minimum) sheet, spaced at 1200 mm centre to centre and cross 'T' Of size 24x25 mm made of 0.30 mm thick (minimum) sheet,1200 mm long spaced between main "T" at 600 mm centre to centre to form a grid of 1200x600 mm and Secondary cross "T" of length 600 mm and size 24x25 mm made of 0.30 mm thick (minimum) sheet to be interlocked at middle of the 1200x600 mm panel to form grids Of 600x600 mm and wall angle of size 24x24xO.3 mm and laying false ceiling tiles of approved textui.e in the grid including, required cutting/ making, opening for services like diffusers, grills, light fittings, fixtures, smoke detectors etc. Main "T" runners to be suspended from ceiling using Gl slotted cleats of size 27x37x25xl,6 mm fixed to ceiling with 12.5 mm dja. and 50 mm long dash fasteners, 4 mm Gl adjustable rods with galvanised butterfly level clips of size 85x30xO.8 mm spaced at 1200 mm centre to centre along main T, bottom exposed width of 24 mm of all T-sections shall be pre-painted with polyester paint, all complete for all heights as per specifications, drawings and as directed by Engineer-incharge. b) GI Metal Ceiling Lay in perforated Tegular edge global white colour tiles of size 595x595 mm and 0.5 mm thick with 8 mm drop; made Of Gl sheet having galvanizing of 100 gins/sqm (both sides inclusive) and 20% perforation area with 1.8 mm dia. holes and having NF`C (Noise Peduction Coefficient) of 0.5, electro statically polyester powder coated of thickness 60microns (minimum), including factory painted after bending and perforation, and backed with a black Glass fibre acoustical f leece. | 424.45 | Per Sqm |  | 0
32/13.4 | Providing ridges or hips Of width 60 cm overall width plain G.S. sheet fixed with polymer coated J or L hooks, bolts and nuts 8 mm dia. G.I. limpet and bitumen washers complete. a) 0.80 mm think with zinc coating not less than 275 gin/sqm | 16.35 | Per Rm |  | 0
33/12.4 | Making plinth protection 50mm thick of cement concrete 1:3:6 (1 cement: 3 coarse sand: 6 graded stone aggregate 20 mm nominal size) over 75 mm thick bed of dry brick ballast 40 mm nominal size, well rammed and consolidated and grouted with fine sand, including necessary excavation, levelling & dressing & finishing the top smooth. | 49.5 | Per sqm |  | 0
34/25.1 | Providing and laying integral cement based treatment for water proofing on horizontal surface at all depth below ground level for underground structures as directed by Engineer-in- Charge and consisting of : (i) 1St layer of 22 mm to 25 mm thick approved and specified rough stone slab over a 25 mm thick base of cement mortar 1:3 (1 cement: 3 coarse sand) mixed with water proofing compound conforming to ls:2645 in the recommended proportion over the levelling course (levelling course to be paid separately). Joints sealed and grouted with cemem slurry mixed with water proofing compound. (ii) 2nd layer of 25 mm thick cement mortar 1:3 (1 cement: 3 coarse sand) mixed with water proofing compound in recommended proportions. (iii) Finishing top with stone aggregate of 10 mm to 12 mm nominal size spreading @ 0.008 cum/sqm thoroughly embedded in the 2nd layer. | 496.45 | Per sqm |  | 0
35/19.27 | Diluting and injecting chemical emulsion for POSTCONSTPIUCTIONAL anti-termite treatment (excluding the cost of chemical emulsion): a)Along external wall where the apron is not provided using chemical emulsion @ 7.5 ltr/ sqm Of the vertical surface Of the substructure to a depth of 300 mm including excavation channel along the wall & rodding etc. complete: With Chlorpyriphos/ Lindane E.C. 20°/o with 1 a/o concentration | 925.7 | Per RM |  | 0
36/2.8 | Disposal Of surplus earth/ unserviceable material from the work site including loading and unloading complete as directed. a) First 5 Km | 1928.96 | Cum/Km |  | 0
37/ 6.11 | Supplying, fitting and fixing in position reinforcement bars up to 1st floor level, conforming to relevant I.S. Code for R.C.C. work/ R.B. walling including straightening, cleaning, cutting and bending to proper shapes and length as per details, supplying and binding with 20 G annealed black wire and placing in position with proper blocks, supports, chairs, spacers etc. complete. (Rates inclusive of all wastage, lappage, hooks, chairs, anchorage etc. and no measurement for the same is required) b)High Yield Strength Deformed bars or Tor Bars | 187592.541 | Per Kg |  | 0
|  |  |  | Sub Total | 0
ELECTRIFICATION A. Internal electrification without AC II. Non Residential Building
| (i) Ground Floor | 545 | PER SQM |  | 0
| (ii) First Floor | 545 | PER SQM |  | 0
| (iii) Second Floor | 1005 | PER SQM |  | 0
| (iii) Third Floor with Mumty | 1005 | PER CUM |  | 0
| External Electrification -Power Supply Connection @ 3.75% of Civil Work( of sub total) |  |  |  | 0
| External Electrification-Lighting Conductors @ 0.25% of Civil work ( of sub total) |  |  |  | 0
| Internal Water Supply @ 8.5% of Civil Work( of sub total) |  |  |  | 0
| External Water Supply @ 1.25% of civil work ( of Sub Total) |  |  |  | 0
| Septic Tank and soak pit with brick walling for 3 nos of 50 users (Amount as per plinth area rate) | 3 | No |  | 0
| Cost of HT line, installation of transforrner, Fencing, DT metering, etc-For 200 KVA Transformer | 1 | No |  | 0
|  |  |  | GRAND TOTAL | 0
Note:- 1. Electrification Work (Internal and External) are to include the following (Supplementary estimates to be issue on starting the work) : a) Installation of Electrical Systems and Equipment: This involves the comprehensive installation of all necessary electrical systems and components as specified in the building’s detailed electrification plan. This includes wiring, circuit breakers, panels, lighting fixtures, and other associated electrical equipment to ensure a robust and reliable power distribution network. b) Vertical Transportation Systems: The project includes the installation of an elevator system (lift) in the academic building to facilitate vertical transportation, thereby improving accessibility and enhancing the user experience for students, staff, and visitors. c) Power Supply Augmentation (Wherever is applicable or mentioned in the Annexure): To meet the increased power demand resulting from the new construction, a new transformer will be installed. This transformer will be appropriately sized to handle the additional load and will be integrated into the existing power supply network to ensure seamless operation and reliability. 2.Water Supply Systems (Internal and External) are to include the following (Supplementary estimates to be issue on starting the work) : a) Sanitary and Plumbing Infrastructure: This encompasses the complete installation of all sanitary and plumbing systems, including piping, fixtures, and fittings. The work will cover the entire spectrum of water supply and drainage systems, ensuring efficient distribution and disposal of water within the facility. b) Sanitary Fixtures and Appliances: The installation will include all necessary bathroom and toilet fittings, such as washbasins, commodes, urinals, faucets, and showers. These fixtures will be selected and installed to meet the functional requirements and aesthetic standards of the facility. c) Water Storage Solutions: To ensure an uninterrupted water supply, water storage tanks will be installed. These tanks will be strategically placed and sized to meet the operational water demand of the facility, providing a consistent and adequate water supply for all intended uses.

## Nongstoin Hostel (hidden)
BILL OF QUANTITIES
| District | West Khasi Hills District
| Name of Work | Repair and renovation of Existing Hostel Block (Boys)
| Name of Health Facilities | GNM School of Nursing, Nongstoin
Item No. | Description of Items (with brief specification and reference to book of specification) | Quantity | Unit | Rates in INR (in figure) | Amount in INR
1/18.5 | Demolishing brick work including stacking of serviceable material and disposal of unserviceable material within 50 metres lead as per direction Of Engineer-in-charge. | 7.65 | PER CUM |  | 0
2/17.1 | Repairs to plaster ot thickness 12 mm to 20 mm in patches Of area 2.5 sqm and under, including cutting the patch in proper shape, ral<ing out joints and preparing and plastering the surface of the walls complete, including disposal Of rubbish to the dumping ground, all complete as per direction Of Engineer- in-Charge. a)With cement mortar 1 :4 (1 cement: 4 fine sand) | 116 | PER SQM |  | 0
3/17.2 | Re-fixing existing chowkhats in existing opening including embedding chowkhats in floors or walls cutting masonry for holdfasts, embedding hold fasts in cement concrcte blocks of size 15 x 10 x 10 cm with cement concrete 1 :3:6 (1 cement: 3 coarse sand: 6 graded stone aggregate 20 mm nominal size), painting two coats Of approved wood preservative to sides of chowkhats and making good the damages to walls and floors as required complete, including disposal Of rubbish to the dumping ground, all complete as per direction of Engineer-in- Charge. (excluding cost Of chowkhat) a) Door chowkhats | 4 | Each |  | 0
4/17.47 | Hacking of CC flooring including cleaning for Surface etc. complete as per direction of the Engineer-in-Charge. | 905.67 | PER SQM |  | 0
5/25.1 | Providing and laying integral cement based treatment for water proofing on horizontal surface at all depth below ground level for underground structures as directed by Engineer-in- Charge and consisting of : (i) 1St layer of 22 mm to 25 mm thick approved and specified rough stone slab over a 25 mm thick base of cement mortar 1:3 (1 cement: 3 coarse sand) mixed with water proofing compound conforming to ls:2645 in the recommended proportion over the levelling course (levelling course to be paid separately). Joints sealed and grouted with cemem slurry mixed with water proofing compound. (ii) 2nd layer of 25 mm thick cement mortar 1:3 (1 cement: 3 coarse sand) mixed with water proofing compound in recommended proportions. (iii) Finishing top with stone aggregate of 10 mm to 12 mm nominal size spreading @ 0.008 cum/sqm thoroughly embedded in the 2nd layer. | 770.3 | PER SQM |  | 0
6/16.1 | Surface preparation: Removing existing white or colour wash on wall surfaces by steel wire brushing and/ or scraping, sand papering and preparing the surface smooth including necessary repairs to scratches complete. | 2222.59 | Per Sqm |  | 0
7/16.14 | Finishing walls with water proofing cement paint of required shade: b) Old work (one or more coats applied @ 2.20 kg/10 sqm) over priming coat of primer applied @ 0.80 Itr/10 sqm complete including cost of Priming coat. | 2222.59 | PER SQM |  | 0
8/12.45 | Providing and laying vitrified tiles in different sizes (thickness to be specified by manufacturer), with water absorption less than 0.08 a/a and conforming to ls:15622, of approved make, jn all colours and shade, in skirting, riser of steps, over 12 mm thick bed Of cement mortar 1:3 (1 cement: 3 coarse sand), jointing with grey cement slurry @ 3.3 kg/sqm including grouting the joint with white cement & matching pigments etc. complete. c) Size of Tile 800x800 mm | 770.3 | PER SQM |  | 0
9/7.10 | Half brick masonry with common burnt clay (non modular) 1st class bricks in superstructure above plinth level up to first floor level a) Cement mortar 1:3 (1 cement: 3 coarse sand) | 107.52 | PER SQM |  | 0
10/15.4 | CEMENT PLASTER (IN COARSE SAND) 12 mm cement plaster of mix: a) 1:4 (1 cement: 4 coarse sand) | 215.04 | PER SQM |  | 0
11/16.11 | Applying one coat of water thinnable cement primer of approved brand and manufacture on surfaces: Water thinnable cement primer | 215.04 | PER SQM |  | 0
12/16.2 | Providing and applying Plaster of Paris putty of 2 mm thickness over plastered surface to prepare the surface even and smooth complete | 2437.63 | PER SQM |  | 0
13/16.19 | Wall painting with acrylic emulsion paint of approved brand and manufacture to give an even shade: New work (two or more coats) | 2437.63 | PER SQM |  | 0
14/10.1 | Providing wood work in frames of doors, windows, clerestory windows and other frames, wrought framed and fixed in position with hold fast lugs or with dash fasteners of required diameter & length. A) With Teak wood/ Sissu wood | 0.153 | PER CUM |  | 0
15/10.8 | Providing and fixing panelling or panelling and glazing in panelled or panelled and glazed shutters for doors, windows and clerestory windows (Area Of opening for panel inserts excluding portion inside grooves or rebates to be measured). Panelling for panelled or panelled and glazed shutters 25 mm to 40 mm thick: a)With Teak wood/ Sissu wood. | 5.88 | PER SQM |  | 0
16/16.22 | Finishing with Deluxe Multi surface paint system for interiors and exteriors using Primer as per manufacturers specifications, including scaffolding: b) Painting wood work with Deluxe Mufti Surface Paint ofrequired shade. Two or moi.e coats applied @ 0.90 ltr/10 sqm over an under coat of primer applied @ 0.75 Itr/10 sqm Of approved brand and manufacture | 15.288 | Per Sqm |  | 0
17/11.2 | Structural steel work riveted, bolted or welded in built up sections, trusses and framed work, including cutting, hoisting, fixing in position and applying a priming coat Of approved steel primer all complete. | 106.02 | Per Kg |  | 0
18/13.1 | Providing corrugated G.S or galvanised iron sheet roofing including vertical/ curved surface fixed with polymer coated J or L hooks, bolts and nuts 8 mm diameter with bitumen and a.I. limpet washers or with G.I. limpet washers filled with white lead, including a coat Of approved steel primer and two coats of approved paint on overlapping of sheets complete (up to any pitch in horizontal/ vertical or curved surfaces), excluding the cost Of purlins, rafters and trusses and including cutting to size and shape wherever required. a) 1.00 mm thick with zinc coating not less than 275 gin/sqm | 19.44 | Per Sqm |  | 0
19/31.30 | Providing and injecting approved grout in proportion recommended by the manufacturer into cracks/ honey-comb area Of concrete/ masonry by suitable gun/ pump at required pressure including cutting of nipples after curing etc. complete as per directions of Engineer-in-charge. c.) Epoxy injection grout in concrcte/ FICC work ol approved make | 2841.25 | Per Kg |  | 0
20/31.27 | Providing, mixing and applying SBF3 polymer (Of approved make) modified Cement mortar in proportion of 1 :4 (1 cement: 4 graded coarse sand with polymer minimum 20/a by wt. Of cement used) as per specifications and directions of Engineer-in-charge. Note: Measurement and payment: The pre measurement of thickness shall be done just after the surface preparation js completed and Payment under this item shall be made only after proper wet curing has been done and surface has been satisfactorily evaluated by sounding/ tapping with a blunt metal instrument and/ or the 75mm size cube crushing strength at the end of 28 days to be not less than 30 N/sqmm). a) 12 mm average thickness. | 414.96 | Per Sqm |  | 0
21/19.27 | Diluting and injecting chemical emulsion for POSTCONSTPIUCTIONAL anti-termite treatment (excluding the cost of chemical emulsion): c) Treatment Of soil under existing floors using chemical emulsion @ 1 litre per hole, 300 mm apart including drilling 12 mm diameter holes and plugging with cement mortar 1:2 (1 cement: 2 Coarse sand) to match the existing floor: With Chlorpyriphos/ Lindane E.C. 20% with 1 a/o concentration | 414.96 | Per Sqm |  | 0
|  |  |  | TOTAL | 0
BILL OF QUANTITIES
| District | West Khasi Hills District
| Name of Work | Construction of Hostel Block (Girls)
| Name of Health Facilities | GNM School of Nursing, Nongstoin
Item No. | Description of Items (with brief specification and reference to book of specification) | Quantity | Unit | Rates in INR (in figure) | Amount in INR
1/2.1 | Earthwork in excavation upto a depth of 2m below the existing ground level for foundation trenches of foundations, footings of column/ walls, retaining walls, septic tank etc. including bailing out water where necessary and removal of surplus earth with all lead and lifts as directed and specified for the following classification of soils.. b) In ordinary rock (soft rock/ medium rock/ hard shale) | 741.81 | PER CUM |  | 0
2/19.26 | Surface dressing of the ground including removing vegetation and in-equalities not exceeding 15 cm deep and disposal of rubbish, lead up to 50 in and lift up to 1.5 in. All kinds of soil | 647.5 | PER SQM |  | 0
3/8.1 | Random rubble masonry with hard stone in foundation and plinth including levelling up with cement concrete 1:6:12 (1 cement: 6 coarse sand: 12 graded stone aggregate 20 mm nominal size) up to plinth level with: a)Cement mortar 1:6 (1 cement: 6 coarse sand) | 106.75 | PER CUM |  | 0
4/2.6 | Earthwork in filling (excluding rock) in trenches, plinth, sides of foundation etc in layers not exceeding 20 cm thick including breaking of clods, consolidating each layer by ramming and watering, lead up to 50 m and lift up to 1.5 m (a) With available excavated earth | 479.4 | PER CUM |  | 0
5/12.5 | Providing soling with stone/ best quality picked jhama brick, sand packed and laid to level and in panel after preparing the subgrade as directed including all labour and materials and if necessary dewatering, complete. B) Stone soling (i) 100 mm | 838.4 | PER SQM |  | 0
6/5.1 | Plain cement concrete works in foundation bed for footing steps, walls, brick works etc below plinth level as directed and specified including dewatering if necessary, and curing complete (shuttering where necessary shall be measured and paid separately). (c) In prop. 1:2: 4 (1 cement:3 coarse sand : 6 coarse agg. ) | 84.13 | PER CUM |  | 0
7/4.4 | SHUTTERING/ FORMWORK Centering and shuttering including strutting, propping etc. and removal of form for all heights complete and as directed by Engineer in charge | 984.15 | PER SQM |  | 0
8/4.5 | Columns, Pillars, Piers, Abutments, Posts and Struts (using steel) | 454.26 | PER SQM |  | 0
9/4.3 | Slabs, roofs, landings, balconies and access platform, shelves (using steel) | 2103.84 | PER SQM |  | 0
10/4.6 | Stairs/ spiral staircase, (excluding landings) (using timber | 156.72 | PER SQM |  | 0
11/6.3 | Reinforced cement concrete work in walls (any thickness), including attached pilasters, buttresses, fillets, columns, pillars, posts and struts etc. above plinth level up to first floor level, excluding cost of centering, shuttering, finishing and reinforcement b) M20 or 1 :llA:3 (1 cement: llA coarse sand: 3 graded stone aggregate 20 mm nominal size) | 636.93 | PER CUM |  | 0
12/7.10 | Half brick masonry with common burnt clay (non modular) 1st class bricks in superstructure above plinth level up to first floor level a) Cement mortar 1:3 (1 cement: 3 coarse sand) | 2625.11 | PER SQM |  | 0
13/15.4 | CEMENT PLASTER (IN COARSE SAND) 12 mm cement plaster of mix: a) 1:4 (1 cement: 4 coarse sand) | 2406.25 | PER SQM |  | 0
14/16.11 | Applying one coat of water thinnable cement primer of approved brand and manufacture on surfaces: Water thinnable cement primer | 2406.25 | PER SQM |  | 0
15/16.2 | Providing and applying Plaster of Paris putty of 2 mm thickness over plastered surface to prepare the surface even and smooth complete | 2406.25 | PER SQM |  | 0
16/16.19 | Wall painting with acrylic emulsion paint of approved brand and manufacture to give an even shade: New work (two or more coats) | 1340.21 | PER SQM |  | 0
17/16.15 | Finishing walls with toxtured exterior paint of required shade, including scaffolding: New work (Two or more coats applied @ 3.28 ltr/10 sqm) over and including priming coat Of exterior primer applied @ 2.20 kg/10 sqm | 1066.04 | PER SQM |  | 0
18/10.1 | Providing wood work in frames of doors, windows, clerestory windows and other frames, wrought framed and fixed in position with hold fast lugs or with dash fasteners of required diameter & length. A) With Teak wood/ Sissu wood | 7.93 | PER CUM |  | 0
19/10.8 | Providing and fixing panelling or panelling and glazing in panelled or panelled and glazed shutters for doors, windows and clerestory windows (Area Of opening for panel inserts excluding portion inside grooves or rebates to be measured). Panelling for panelled or panelled and glazed shutters 25 mm to 40 mm thick: a)With Teak wood/ Sissu wood. | 319.83 | PER SQM |  | 0
20/11.24 | Providing and fixing M.S. grills Of required pattern in trames Of windows, etc. with M.S. flats, square or round bars, etc. including priming coat with approved steel primer all complete. b) Fixed to openings/ wooden frames with rawl plugs screws etc. | 5943.48 | PER KG |  | 0
21/28.34 | Providing and fixing factory made upvc white colour sliding glazed window above 1.50 in in height dimension comprising of UPVC multi-chambered frame with inlbuilt roller track and sash extruded profiles duly reinforced with 1.60 sO.2 mm thick galvanized mild steel section made from roll forming process Of required length (shape & size according to UPVC profile), appropriate dimension of UPVC extruded glazing beads, UPVC extruded interlocks and UPVC extruded inline sash adaptor (if required), EPDM gasket, wool pile, zinc alloy (white powder coated) handle on one side of extreme panel along with zinc plated mild steel multi point locking having transmission gear with keeps, zinc alloy (white powder coated) touch lock with hook (jf required for wire mesh panel), stainless steel ...etc all complete as per approved drawing & direction Of Engineer-in Charge. (Single/ double glass panes shall be paid separately). a) Two track two panels sliding window made of (big series) frame 67x50 mm & sash 46x62 mm both having wall thiekness Of 2.3 cO.2 mm and single glazing bead/ double glazing bead Of appropriate dimension. (Area of window above 2.50 sqm up to 4.00 sqm) | 192.97 | PER SQM |  | 0
22/24.3 | Providing and fixing glazing in aluminium door. window, ventilator shutters and partitions etc. with EPDM rubber/ neoprene gasket etc. complete as per the architectural drawings and the directions of engineer-in-charge: e) With float glass panes Of 8 mm thickness (weight not less than 20 kg/sqm) | 192.97 | PER SQM |  | 0
23/12.45 | Providing and laying vitrified tiles in different sizes (thickness to be specified by manufacturer), with water absorption less than 0.08 a/a and conforming to ls:15622, of approved make, jn all colours and shade, in skirting, riser of steps, over 12 mm thick bed Of cement mortar 1:3 (1 cement: 3 coarse sand), jointing with grey cement slurry @ 3.3 kg/sqm including grouting the joint with white cement & matching pigments etc. complete. c) Size of Tile 800x800 mm | 1935.82 | PER SQM |  | 0
24/9.27 | Providing polished VETRIFIED wall tiles of approved quality, size, shape and thickness not less than 8 mm on walls and skirting over cement mortar bed 10 mm thick in prop.1:3 (1 cement: 3 coarse sand) including cutting where necessary finished with flush pointing with adhesive or white cement slurry mixed with approved pigment to match shade of tiles complete at all levels as specified and directed. c) Deluxe range | 409.92 | PER SQM |  | 0
25/12.28 | Marble stone flooring with 18 mm thick marble stone, as per sample of marble approved by Engineer-in-charge, over 20 mm (average) thick base of cement mortar 1:4 (1 cement: 4 coarse sand) laid and jointed with grey cement slurry, including rubbing and polishing complete with e) Kumari slab | 160.2 | PER SQM |  | 0
26/12.4 | Making plinth protection 50mm thick of cement concrete 1:3:6 (1 cement: 3 coarse sand: 6 graded stone aggregate 20 mm nominal size) over 75 mm thick bed of dry brick ballast 40 mm nominal size, well rammed and consolidated and grouted with fine sand, including necessary excavation, levelling & dressing & finishing the top smooth. | 45 | PER SQM |  | 0
27/25.1 | Providing and laying integral cement based treatment for water proofing on horizontal surface at all depth below ground level for underground structures as directed by Engineer-in- Charge and consisting of : (i) 1St layer of 22 mm to 25 mm thick approved and specified rough stone slab over a 25 mm thick base of cement mortar 1:3 (1 cement: 3 coarse sand) mixed with water proofing compound conforming to ls:2645 in the recommended proportion over the levelling course (levelling course to be paid separately). Joints sealed and grouted with cemem slurry mixed with water proofing compound. (ii) 2nd layer of 25 mm thick cement mortar 1:3 (1 cement: 3 coarse sand) mixed with water proofing compound in recommended proportions. (iii) Finishing top with stone aggregate of 10 mm to 12 mm nominal size spreading @ 0.008 cum/sqm thoroughly embedded in the 2nd layer. | 645.42 | PER SQM |  | 0
28/19.27 | Diluting and injecting chemical emulsion for POSTCONSTPIUCTIONAL anti-termite treatment (excluding the cost of chemical emulsion): a)Along external wall where the apron is not provided using chemical emulsion @ 7.5 ltr/ sqm Of the vertical surface Of the substructure to a depth of 300 mm including excavation channel along the wall & rodding etc. complete: With Chlorpyriphos/ Lindane E.C. 20°/o with 1 a/o concentration | 686.65 | Per Rm |  | 0
29/2.8 | Disposal Of surplus earth/ unserviceable material from the work site including loading and unloading completo as directed. a) First 5 Km | 262.416 | Cum per Km |  | 0
30/ 6.11 | Supplying, fitting and fixing in position reinforcement bars up to 1st floor level, conforming to relevant I.S. Code for R.C.C. work/ R.B. walling including straightening, cleaning, cutting and bending to proper shapes and length as per details, supplying and binding with 20 G annealed black wire and placing in position with proper blocks, supports, chairs, spacers etc. complete. (Rates inclusive of all wastage, lappage, hooks, chairs, anchorage etc. and no measurement for the same is required) b)High Yield Strength Deformed bars or Tor Bars | 128474.28 | Per Kg |  | 0
|  |  |  | Sub Total | 0
ELECTRIFICATION A. Internal electrification without AC II. Non Residential Building
| (i) Ground Floor | 480.9 | PER SQM |  | 0
| (ii) First Floor | 480.9 | PER SQM |  | 0
| (iii) Second Floor | 480.9 | PER SQM |  | 0
| (iii) Third Floor with Mumty | 480.9 | PER CUM |  | 0
| External Electrification -Power Supply Connection @ 3.75% of Civil Work( of sub total) |  |  |  | 0
| External Electrification-Lighting Conductors @ 0.25% of Civil work ( of sub total) |  |  |  | 0
| Internal Water Supply @ 8.5% of Civil Work( of sub total) |  |  |  | 0
| External Water Supply @ 1.25% of civil work ( of Sub Total) |  |  |  | 0
| Septic Tank and soak pit with brick walling for 3 nos of 50 users (Amount as per plinth area rate) | 3 | No |  | 0
|  |  |  | Grand Total | 0
Note:- 1. Electrification Work (Internal and External) are to include the following (Supplementary estimates to be issue on starting the work) : a) Installation of Electrical Systems and Equipment: This involves the comprehensive installation of all necessary electrical systems and components as specified in the building’s detailed electrification plan. This includes wiring, circuit breakers, panels, lighting fixtures, and other associated electrical equipment to ensure a robust and reliable power distribution network. b) Vertical Transportation Systems: The project includes the installation of an elevator system (lift) in the academic building to facilitate vertical transportation, thereby improving accessibility and enhancing the user experience for students, staff, and visitors. c) Power Supply Augmentation (Wherever is applicable or mentioned in the Annexure): To meet the increased power demand resulting from the new construction, a new transformer will be installed. This transformer will be appropriately sized to handle the additional load and will be integrated into the existing power supply network to ensure seamless operation and reliability. 2.Water Supply Systems (Internal and External) are to include the following (Supplementary estimates to be issue on starting the work) : a) Sanitary and Plumbing Infrastructure: This encompasses the complete installation of all sanitary and plumbing systems, including piping, fixtures, and fittings. The work will cover the entire spectrum of water supply and drainage systems, ensuring efficient distribution and disposal of water within the facility. b) Sanitary Fixtures and Appliances: The installation will include all necessary bathroom and toilet fittings, such as washbasins, commodes, urinals, faucets, and showers. These fixtures will be selected and installed to meet the functional requirements and aesthetic standards of the facility. c) Water Storage Solutions: To ensure an uninterrupted water supply, water storage tanks will be installed. These tanks will be strategically placed and sized to meet the operational water demand of the facility, providing a consistent and adequate water supply for all intended uses.

## Nongstoin Staff Quarter (hidden)
BILL OF QUANTITIES
| District | West Khasi Hills District
| Name of Work | Repair and renovation ofStaff Quarter
| Name of Health Facilities | GNM School of Nursing, Nongstoin
Item No. | Description of Items (with brief specification and reference to book of specification) | Quantity | Unit | Rates in INR (in figure) | Amount in INR
1/2.1 | Earthwork in excavation upto a depth of 2m below the existing ground level for foundation trenches of foundations, footings of column/ walls, retaining walls, septic tank etc. including bailing out water where necessary and removal of surplus earth with all lead and lifts as directed and specified for the following classification of soils.. b) In ordinary rock (soft rock/ medium rock/ hard shale) | 325.0095 | PER CUM |  | 0
2/19.26 | Surface dressing of the ground including removing vegetation and in-equalities not exceeding 15 cm deep and disposal of rubbish, lead up to 50 in and lift up to 1.5 in. All kinds of soil | 141.6 | PER SQM |  | 0
3/8.1 | Random rubble masonry with hard stone in foundation and plinth including levelling up with cement concrete 1:6:12 (1 cement: 6 coarse sand: 12 graded stone aggregate 20 mm nominal size) up to plinth level with: a)Cement mortar 1:6 (1 cement: 6 coarse sand) | 37.0095 | PER CUM |  | 0
4/2.6 | Earthwork in filling (excluding rock) in trenches, plinth, sides of foundation etc in layers not exceeding 20 cm thick including breaking of clods, consolidating each layer by ramming and watering, lead up to 50 m and lift up to 1.5 m (a) With available excavated earth | 76.471 | PER CUM |  | 0
5/12.5 | Providing soling with stone/ best quality picked jhama brick, sand packed and laid to level and in panel after preparing the subgrade as directed including all labour and materials and if necessary dewatering, complete. B) Stone soling (i) 100 mm | 251.5925 | PER SQM |  | 0
6/5.1 | Plain cement concrete works in foundation bed for footing steps, walls, brick works etc below plinth level as directed and specified including dewatering if necessary, and curing complete (shuttering where necessary shall be measured and paid separately). (c) In prop. 1:2: 4 (1 cement:3 coarse sand : 6 coarse agg. ) | 25.1593 | PER CUM |  | 0
7/4.4 | SHUTTERING/ FORMWORK Centering and shuttering including strutting, propping etc. and removal of form for all heights complete and as directed by Engineer in charge Lintels, beams, plinth beams, girders, bressumers and cantilevers (using steel) | 262.29 | PER SQM |  | 0
8/4.5 | Columns, Pillars, Piers, Abutments, Posts and Struts (using steel) | 232.56 | PER SQM |  | 0
9/4.3 | Slabs, roofs, landings, balconies and access platform, shelves (using steel) | 46.684 | PER SQM |  | 0
10/4.6 | Stairs/ spiral staircase, (excluding landings) (using timber | 72.16 | PER SQM |  | 0
11/6.3 | Reinforced cement concrete work in walls (any thickness), including attached pilasters, buttresses, fillets, columns, pillars, posts and struts etc. above plinth level up to first floor level, excluding cost of centering, shuttering, finishing and reinforcement b) M20 or 1 :llA:3 (1 cement: llA coarse sand: 3 graded stone aggregate 20 mm nominal size) | 175.58 | PER CUM |  | 0
12/7.10 | Half brick masonry with common burnt clay (non modular) 1st class bricks in superstructure above plinth level up to first floor level a) Cement mortar 1:3 (1 cement: 3 coarse sand) | 1071.44 | PER SQM |  | 0
13/15.4 | CEMENT PLASTER (IN COARSE SAND) 12 mm cement plaster of mix: a) 1:4 (1 cement: 4 coarse sand) | 2919.56 | PER SQM |  | 0
14/16.14 | Finishing walls with water proofing cement paint of required shade: b) New work (Two or more coats applied @ 3,84 kg/10 sqm) | 2919.56 | PER SQM |  | 0
15/16.11 | Applying one coat of water thinnable cement primer of approved brand and manufacture on surfaces: Water thinnable cement primer | 2919.56 | PER SQM |  | 0
16/16.2 | Providing and applying Plaster of Paris putty of 2 mm thickness over plastered surface to prepare the surface even and smooth complete | 2919.56 | PER SQM |  | 0
17/16.19 | Wall painting with acrylic emulsion paint of approved brand and manufacture to give an even shade: New work (two or more coats) | 2281.92 | PER SQM |  | 0
18/16.15 | Finishing walls with toxtured exterior paint of required shade, including scaffolding: New work (Two or more coats applied @ 3.28 ltr/10 sqm) over and including priming coat Of exterior primer applied @ 2.20 kg/10 sqm | 637.64 | PER SQM |  | 0
19/10.1 | Providing wood work in frames of doors, windows, clerestory windows and other frames, wrought framed and fixed in position with hold fast lugs or with dash fasteners of required diameter & length. A) With Teak wood/ Sissu wood | 2.196 | PER CUM |  | 0
20/10.8 | Providing and fixing panelling or panelling and glazing in panelled or panelled and glazed shutters for doors, windows and clerestory windows (Area Of opening for panel inserts excluding portion inside grooves or rebates to be measured). Panelling for panelled or panelled and glazed shutters 25 mm to 40 mm thick: a)With Teak wood/ Sissu wood. | 78.12 | PER SQM |  | 0
21/11.24 | Providing and fixing M.S. grills Of required pattern in trames Of windows, etc. with M.S. flats, square or round bars, etc. including priming coat with approved steel primer all complete. b) Fixed to openings/ wooden frames with rawl plugs screws etc. | 1880.032 | PER KG |  | 0
22/28.34 | Providing and fixing factory made upvc white colour sliding glazed window above 1.50 in in height dimension comprising of UPVC multi-chambered frame with inlbuilt roller track and sash extruded profiles duly reinforced with 1.60 sO.2 mm thick galvanized mild steel section made from roll forming process Of required length (shape & size according to UPVC profile), appropriate dimension of UPVC extruded glazing beads, UPVC extruded interlocks and UPVC extruded inline sash adaptor (if required), EPDM gasket, wool pile, zinc alloy (white powder coated) handle on one side of extreme panel along with zinc plated mild steel multi point locking having transmission gear with keeps, zinc alloy (white powder coated) touch lock with hook (jf required for wire mesh panel), stainless steel ...etc all complete as per approved drawing & direction Of Engineer-in Charge. (Single/ double glass panes shall be paid separately). a) Two track two panels sliding window made of (big series) frame 67x50 mm & sash 46x62 mm both having wall thiekness Of 2.3 cO.2 mm and single glazing bead/ double glazing bead Of appropriate dimension. (Area of window above 2.50 sqm up to 4.00 sqm) | 70.24 | PER SQM |  | 0
23/24.3 | Providing and fixing glazing in aluminium door. window, ventilator shutters and partitions etc. with EPDM rubber/ neoprene gasket etc. complete as per the architectural drawings and the directions of engineer-in-charge: e) With float glass panes Of 8 mm thickness (weight not less than 20 kg/sqm) | 70.24 | PER SQM |  | 0
24/12.45 | Providing and laying vitrified tiles in different sizes (thickness to be specified by manufacturer), with water absorption less than 0.08 a/a and conforming to ls:15622, of approved make, jn all colours and shade, in skirting, riser of steps, over 12 mm thick bed Of cement mortar 1:3 (1 cement: 3 coarse sand), jointing with grey cement slurry @ 3.3 kg/sqm including grouting the joint with white cement & matching pigments etc. complete. c) Size of Tile 800x800 mm | 440.84 | PER SQM |  | 0
25/9.27 | Providing polished VITRIFIED wall tiles of approved quality, size, shape and thickness not less than 8 mm on walls and skirting over cement mortar bed 10 mm thick in prop.1:3 (1 cement: 3 coarse sand) including cutting where necessary finished with flush pointing with adhesive or white cement slurry mixed with approved pigment to match shade of tiles complete at all levels as specified and directed. c) Deluxe range | 36.48 | PER SQM |  | 0
26/12.28 | Marble stone flooring with 18 mm thick marble stone, as per sample of marble approved by Engineer-in-charge, over 20 mm (average) thick base of cement mortar 1:4 (1 cement: 4 coarse sand) laid and jointed with grey cement slurry, including rubbing and polishing complete with e) Kumari slab | 69 | PER SQM |  | 0
27/11.2 | Structural steel work riveted, bolted or welded in built up sections, trusses and framed work, including cutting, hoisting, fixing in position and applying a priming coat Of approved steel primer all complete. | 375.96 | Per Kg |  | 0
28/12.4 | Making plinth protection 50mm thick of cement concrete 1:3:6 (1 cement: 3 coarse sand: 6 graded stone aggregate 20 mm nominal size) over 75 mm thick bed of dry brick ballast 40 mm nominal size, well rammed and consolidated and grouted with fine sand, including necessary excavation, levelling & dressing & finishing the top smooth. | 54 | PER SQM |  | 0
29/25.1 | Providing and laying integral cement based treatment for water proofing on horizontal surface at all depth below ground level for underground structures as directed by Engineer-in- Charge and consisting of : (i) 1St layer of 22 mm to 25 mm thick approved and specified rough stone slab over a 25 mm thick base of cement mortar 1:3 (1 cement: 3 coarse sand) mixed with water proofing compound conforming to ls:2645 in the recommended proportion over the levelling course (levelling course to be paid separately). Joints sealed and grouted with cemem slurry mixed with water proofing compound. (ii) 2nd layer of 25 mm thick cement mortar 1:3 (1 cement: 3 coarse sand) mixed with water proofing compound in recommended proportions. (iii) Finishing top with stone aggregate of 10 mm to 12 mm nominal size spreading @ 0.008 cum/sqm thoroughly embedded in the 2nd layer. | 140.46 | PER SQM |  | 0
30/19.27 | Diluting and injecting chemical emulsion for POSTCONSTPIUCTIONAL anti-termite treatment (excluding the cost of chemical emulsion): a)Along external wall where the apron is not provided using chemical emulsion @ 7.5 ltr/ sqm Of the vertical surface Of the substructure to a depth of 300 mm including excavation channel along the wall & rodding etc. complete: With Chlorpyriphos/ Lindane E.C. 20°/o with 1 a/o concentration | 232.15 | Per Rm |  | 0
31/ 6.11 | Supplying, fitting and fixing in position reinforcement bars up to 1st floor level, conforming to relevant I.S. Code for R.C.C. work/ R.B. walling including straightening, cleaning, cutting and bending to proper shapes and length as per details, supplying and binding with 20 G annealed black wire and placing in position with proper blocks, supports, chairs, spacers etc. complete. (Rates inclusive of all wastage, lappage, hooks, chairs, anchorage etc. and no measurement for the same is required) b)High Yield Strength Deformed bars or Tor Bars | 37788.782 | Per Kg |  | 0
|  |  |  | Total | 0
ELECTRIFICATION A. Internal electrification without AC II. Non Residential Building
| (i) Ground Floor | 141.6 | PER SQM |  | 0
| (ii) First Floor | 141.6 | PER SQM |  | 0
| (iii) Second Floor | 141.6 | PER SQM |  | 0
| (iii) Third Floor with Mumty | 141.6 | PER CUM |  | 0
| External Electrification -Power Supply Connection @ 3.75% of Civil Work( of sub total) |  |  |  | 0
| External Electrification-Lighting Conductors @ 0.25% of Civil work ( of sub total) |  |  |  | 0
| Internal Water Supply @ 8.5% of Civil Work( of sub total) |  |  |  | 0
| External Water Supply @ 1.25% of civil work ( of Sub Total) |  |  |  | 0
| Septic Tank and soak pit with brick walling for 3 nos of 50 users (Amount as per plinth area rate) | 3 | No |  | 0
|  |  |  | GRAND TOTAL | 0
Note:- 1. Electrification Work (Internal and External) are to include the following (Supplementary estimates to be issue on starting the work) : a) Installation of Electrical Systems and Equipment: This involves the comprehensive installation of all necessary electrical systems and components as specified in the building’s detailed electrification plan. This includes wiring, circuit breakers, panels, lighting fixtures, and other associated electrical equipment to ensure a robust and reliable power distribution network. b) Vertical Transportation Systems: The project includes the installation of an elevator system (lift) in the academic building to facilitate vertical transportation, thereby improving accessibility and enhancing the user experience for students, staff, and visitors. c) Power Supply Augmentation (Wherever is applicable or mentioned in the Annexure): To meet the increased power demand resulting from the new construction, a new transformer will be installed. This transformer will be appropriately sized to handle the additional load and will be integrated into the existing power supply network to ensure seamless operation and reliability. 2.Water Supply Systems (Internal and External) are to include the following (Supplementary estimates to be issue on starting the work) : a) Sanitary and Plumbing Infrastructure: This encompasses the complete installation of all sanitary and plumbing systems, including piping, fixtures, and fittings. The work will cover the entire spectrum of water supply and drainage systems, ensuring efficient distribution and disposal of water within the facility. b) Sanitary Fixtures and Appliances: The installation will include all necessary bathroom and toilet fittings, such as washbasins, commodes, urinals, faucets, and showers. These fixtures will be selected and installed to meet the functional requirements and aesthetic standards of the facility. c) Water Storage Solutions: To ensure an uninterrupted water supply, water storage tanks will be installed. These tanks will be strategically placed and sized to meet the operational water demand of the facility, providing a consistent and adequate water supply for all intended uses.

## Nongstoin Academic Block (hidden)
BILL OF QUANTITIES
| District | West Khasi Hills District
| Name of Work | Repair and renovation of Acamedic Block
| Name of Health Facilities | GNM School of Nursing, Nongstoin
Item No. | Description of Items (with brief specification and reference to book of specification) | Quantity | Unit | Rates in INR (in figure) | Amount in INR
1/18.1 | Demolishing cement concrete including disposal of material within 50 metres lead as per direction of Engineer-in-charge. a) Nominal concrete 1:3:6 or richer mix (i/c equivalent design mix) | 131.25 | PER CUM |  | 0
2/18.2 | Demolishing R.C.C. work including stacking of steel bars and disposal of unserviceable material within 50 metres lead as per direction of Engineer-in-charge. | 4.86 | PER CUM |  | 0
3/18.17 | Dismantling steel work in built up sections without dismembering and slacking within 50 metres lead as per direction of Engineer-in-charge. | 302.82 | PER CUM |  | 0
4/18.5 | Demolishing brick work including stacking of serviceable material and disposal of unserviceable material within 50 metres lead as per direction Of Engineer-in-charge. | 8.4 | PER CUM |  | 0
5/17.1 | Repairs to plaster ot thickness 12 mm to 20 mm in patches Of area 2.5 sqm and under, including cutting the patch in proper shape, raling out joints and preparing and plastering the surface of the walls complete, including disposal Of rubbish to the dumping ground, all complete as per direction Of Engineer- in-Charge. a)With cement mortar 1 :4 (1 cement: 4 fine sand) | 158.6 | PER SQM |  | 0
6/4.4 | SHUTTERING/ FORMWORK Centering and shuttering including strutting, propping etc. and removal of form for all heights complete and as directed by Engineer in charge Lintels, beams, plinth beams, girders, bressumers and cantilevers (using steel) | 6.6 | Per Sqm |  | 0
7/6.3 | Reinforced cement concrete work in walls (any thickness), including attached pilasters, buttresses, fillets, columns, pillars, posts and struts etc. above plinth level up to first floor level, excluding cost of centering, shuttering, finishing and reinforcement b) M20 or 1 :llA:3 (1 cement: llA coarse sand: 3 graded stone aggregate 20 mm nominal size) | 0.495 | Per Cum |  | 0
8/17.2 | Re-fixing existing chowkhats in existing opening including embedding chowkhats in floors or walls cutting masonry for holdfasts, embedding hold fasts in cement concrcte blocks of size 15 x 10 x 10 cm with cement concrete 1 :3:6 (1 cement: 3 coarse sand: 6 graded stone aggregate 20 mm nominal size), painting two coats Of approved wood preservative to sides of chowkhats and making good the damages to walls and floors as required complete, including disposal Of rubbish to the dumping ground, all complete as per direction of Engineer-in- Charge. (excluding cost Of chowkhat) a) Door chowkhats | 5 | Each |  | 0
9/17.47 | Hacking of CC flooring including cleaning for Surface etc. complete as per direction of the Engineer-in-Charge. | 653.384 | PER SQM |  | 0
10/25.1 | Providing and laying integral cement based treatment for water proofing on horizontal surface at all depth below ground level for underground structures as directed by Engineer-in- Charge and consisting of : (i) 1St layer of 22 mm to 25 mm thick approved and specified rough stone slab over a 25 mm thick base of cement mortar 1:3 (1 cement: 3 coarse sand) mixed with water proofing compound conforming to ls:2645 in the recommended proportion over the levelling course (levelling course to be paid separately). Joints sealed and grouted with cemem slurry mixed with water proofing compound. (ii) 2nd layer of 25 mm thick cement mortar 1:3 (1 cement: 3 coarse sand) mixed with water proofing compound in recommended proportions. (iii) Finishing top with stone aggregate of 10 mm to 12 mm nominal size spreading @ 0.008 cum/sqm thoroughly embedded in the 2nd layer. | 653.384 | PER SQM |  | 0
11/16.1 | Surface preparation: Removing existing white or colour wash on wall surfaces by steel wire brushing and/ or scraping, sand papering and preparing the surface smooth including necessary repairs to scratches complete. | 1633.82 | Per Sqm |  | 0
12/16.14 | Finishing walls with water proofing cement paint of required shade: b) Old work (one or more coats applied @ 2.20 kg/10 sqm) over priming coat of primer applied @ 0.80 Itr/10 sqm complete including cost of Priming coat. | 1633.82 | PER SQM |  | 0
13/12.45 | Providing and laying vitrified tiles in different sizes (thickness to be specified by manufacturer), with water absorption less than 0.08 a/a and conforming to ls:15622, of approved make, jn all colours and shade, in skirting, riser of steps, over 12 mm thick bed Of cement mortar 1:3 (1 cement: 3 coarse sand), jointing with grey cement slurry @ 3.3 kg/sqm including grouting the joint with white cement & matching pigments etc. complete. c) Size of Tile 800x800 mm | 544.06 | PER SQM |  | 0
14/7.10 | Half brick masonry with common burnt clay (non modular) 1st class bricks in superstructure above plinth level up to first floor level a) Cement mortar 1:3 (1 cement: 3 coarse sand) | 32.06 | PER SQM |  | 0
15/15.4 | CEMENT PLASTER (IN COARSE SAND) 12 mm cement plaster of mix: a) 1:4 (1 cement: 4 coarse sand) | 71.2 | PER SQM |  | 0
16/16.11 | Applying one coat of water thinnable cement primer of approved brand and manufacture on surfaces: Water thinnable cement primer | 71.2 | PER SQM |  | 0
17/16.2 | Providing and applying Plaster of Paris putty of 2 mm thickness over plastered surface to prepare the surface even and smooth complete | 1705.02 | PER SQM |  | 0
18/16.19 | Wall painting with acrylic emulsion paint of approved brand and manufacture to give an even shade: New work (two or more coats) | 1705.02 | PER SQM |  | 0
19/10.1 | Providing wood work in frames of doors, windows, clerestory windows and other frames, wrought framed and fixed in position with hold fast lugs or with dash fasteners of required diameter & length. A) With Teak wood/ Sissu wood | 0.409 | PER CUM |  | 0
20/10.8 | Providing and fixing panelling or panelling and glazing in panelled or panelled and glazed shutters for doors, windows and clerestory windows (Area Of opening for panel inserts excluding portion inside grooves or rebates to be measured). Panelling for panelled or panelled and glazed shutters 25 mm to 40 mm thick: a)With Teak wood/ Sissu wood. | 5.88 | PER SQM |  | 0
21/16.22 | Finishing with Deluxe Multi surface paint system for interiors and exteriors using Primer as per manufacturers specifications, including scaffolding: b) Painting wood work with Deluxe Mufti Surface Paint ofrequired shade. Two or moi.e coats applied @ 0.90 ltr/10 sqm over an under coat of primer applied @ 0.75 Itr/10 sqm Of approved brand and manufacture | 15.288 | Per Sqm |  | 0
22/20.1 | Providing and fixing water closet squatting pan (Indian type W.C. pan) with 100 mm sand Cast Iron P or S trap, 10 litre low level white P.V.C. flushing cistern, including flush pipe, with manually controlled device (handle lever) conforming to ls:7231, with all fi"ngs and fixtures complete. including cutting and making good the walls and floors wherever required: a) White Vitreous china Orissa pattern W.C, pan of size 580x440 mm with integral type foci rests | 1 | Each |  | 0
23/20.10 | Providing and fixing white vitreous china pedestal for wash basin completely recessed at the back for the reception Of pipes and fittings. | 3 | Each |  | 0
24/20.13 | Providing and fixing white vitreous china laboratory sink with C.I. brackets, C.P. brass chain with rubber plug, 40 mm C.P brass waste and 40mm C.P. brass trap with necessary C.P. brass unions complete, including painting Of tittings and brackets, cutting and making good the wall wherever required: b) Size 600x450x200 mm | 3 | Each |  | 0
25/31.30 | Providing and injecting approved grout in proportion recommended by the manufacturer into cracks/ honey-comb area Of concrete/ masonry by suitable gun/ pump at required pressure including cutting of nipples after curing etc. complete as per directions of Engineer-in-charge. c.) Epoxy injection grout in concrcte/ FICC work ol approved make | 2240 | Per Kg |  | 0
26/31.27 | Providing, mixing and applying SBF3 polymer (Of approved make) modified Cement mortar in proportion of 1 :4 (1 cement: 4 graded coarse sand with polymer minimum 20/a by wt. Of cement used) as per specifications and directions of Engineer-in-charge. Note: Measurement and payment: The pre measurement of thickness shall be done just after the surface preparation js completed and Payment under this item shall be made only after proper wet curing has been done and surface has been satisfactorily evaluated by sounding/ tapping with a blunt metal instrument and/ or the 75mm size cube crushing strength at the end of 28 days to be not less than 30 N/sqmm). a) 12 mm average thickness. | 326.692 | Per Sqm |  | 0
27/19.27 | Diluting and injecting chemical emulsion for POST CONSTPIUCTIONAL anti-termite treatment (excluding the cost of chemical emulsion): c) Treatment Of soil under existing floors using chemical emulsion @ 1 litre per hole, 300 mm apart including drilling 12 mm diameter holes and plugging with cement mortar 1:2 (1 cement: 2 Coarse sand) to match the existing floor: With Chlorpyriphos/ Lindane E.C. 20% with 1 a/o concentration | 326.692 | Per Sqm |  | 0
|  |  |  | Total | 0
BILL OF QUANTITIES
| District | West Khasi Hills District
| Name of Work | New Construction of Acamedic Block
| Name of Health Facilities | GNM School of Nursing, Nongstoin
Item No. | Description of Items (with brief specification and reference to book of specification) | Quantity | Unit | Rates in INR (in figure) | Amount in INR
1/2.1 | Earthwork in excavation upto a depth of 2m below the existing ground level for foundation trenches of foundations, footings of column/ walls, retaining walls, septic tank etc. including bailing out water where necessary and removal of surplus earth with all lead and lifts as directed and specified for the following classification of soils.. b) In ordinary rock (soft rock/ medium rock/ hard shale) | 2770.435 | PER CUM |  | 0
2/19.26 | Surface dressing the ground including removing vegetation and in-equalities not exceeding 15 cm deep and disposal of rubbish, lead up to 50 in and lift up to 1.5 in. All kinds of soil | 996.625 | PER SQM |  | 0
3/8.1 | Random rubble masonry with hard stone in foundation and plinth including levelling up with cement concrete 1:6:12 (1 cement: 6 coarse sand: 12 graded stone aggregate 20 mm nominal size) up to plinth level with: a)Cement mortar 1:6 (1 cement: 6 coarse sand) | 272.22 | PER CUM |  | 0
4/2.6 | Earthwork in filling (excluding rock) in trenches, plinth, sides of foundation etc in layers not exceeding 20 cm thick including breaking of clods, consolidating each layer by ramming and watering, lead up to 50 m and lift up to 1.5 m (a) With available excavated earth | 653.975 | PER CUM |  | 0
5/12.5 | Providing soling with stone/ best quality picked jhama brick, sand packed and laid to level and in panel after preparing the subgrade as directed including all labour and materials and if necessary dewatering, complete. B) Stone soling (i) 100 mm | 1889.8705 | PER SQM |  | 0
6/5.1 | Plain cement concrete works in foundation bed for footing steps, walls, brick works etc below plinth level as directed and specified including dewatering if necessary, and curing complete (shuttering where necessary shall be measured and paid separately). (c) In prop. 1:2: 4 (1 cement:3 coarse sand : 6 coarse agg. ) | 176.638 | PER CUM |  | 0
7/4.4 | SHUTTERING/ FORMWORK Centering and shuttering including strutting, propping etc. and removal of form for all heights complete and as directed by Engineer in charge Lintels, beams, plinth beams, girders, bressumers and cantilevers (using steel) | 1303.161 | PER SQM |  | 0
8/4.5 | Columns, Pillars, Piers, Abutments, Posts and Struts (using steel) | 1398.2 | PER SQM |  | 0
9/4.3 | Slabs, roofs, landings, balconies and access platform, shelves (using steel) | 4422 | PER SQM |  | 0
10/4.6 | Stairs/ spiral staircase, (excluding landings) (using timber | 153.05 | PER SQM |  | 0
11/6.3 | Reinforced cement concrete work in walls (any thickness), including attached pilasters, buttresses, fillets, columns, pillars, posts and struts etc. above plinth level up to first floor level, excluding cost of centering, shuttering, finishing and reinforcement b) M20 or 1 :llA:3 (1 cement: llA coarse sand: 3 graded stone aggregate 20 mm nominal size) | 1141.5355 | PER CUM |  | 0
12/7.10 | Half brick masonry with common burnt clay (non modular) 1st class bricks in superstructure above plinth level up to first floor level a) Cement mortar 1:3 (1 cement: 3 coarse sand) | 3937.155 | PER SQM |  | 0
13/15.4 | CEMENT PLASTER (IN COARSE SAND) 12 mm cement plaster of mix: a) 1:4 (1 cement: 4 coarse sand) | 12795.11 | PER SQM |  | 0
14/16.11 | Applying one coat of water thinnable cement primer of approved brand and manufacture on surfaces: Water thinnable cement primer | 12795.11 | PER SQM |  | 0
15/16.2 | Providing and applying Plaster of Paris putty of 2 mm thickness over plastered surface to prepare the surface even and smooth complete | 12795.11 | PER SQM |  | 0
16/16.19 | Wall painting with acrylic emulsion paint of approved brand and manufacture to give an even shade: New work (two or more coats) | 8567.655 | PER SQM |  | 0
17/16.15 | Finishing walls with toxtured exterior paint of required shade, including scaffolding: New work (Two or more coats applied @ 3.28 ltr/10 sqm) over and including priming coat Of exterior primer applied @ 2.20 kg/10 sqm | 4227.455 | PER SQM |  | 0
18/10.1 | Providing wood work in frames of doors, windows, clerestory windows and other frames, wrought framed and fixed in position with hold fast lugs or with dash fasteners of required diameter & length. A) With Teak wood/ Sissu wood | 2.8855 | PER CUM |  | 0
19/10.8 | Providing and fixing panelling or panelling and glazing in panelled or panelled and glazed shutters for doors, windows and clerestory windows (Area Of opening for panel inserts excluding portion inside grooves or rebates to be measured). Panelling for panelled or panelled and glazed shutters 25 mm to 40 mm thick: a)With Teak wood/ Sissu wood. | 129.675 | PER SQM |  | 0
20/11.24 | Providing and fixing M.S. grills Of required pattern in trames Of windows, etc. with M.S. flats, square or round bars, etc. including priming coat with approved steel primer all complete. b) Fixed to openings/ wooden frames with rawl plugs screws etc. | 9664.116 | PER KG |  | 0
21/28.34 | Providing and fixing factory made upvc white colour sliding glazed window above 1.50 in in height dimension comprising of UPVC multi-chambered frame with inlbuilt roller track and sash extruded profiles duly reinforced with 1.60 sO.2 mm thick galvanized mild steel section made from roll forming process Of required length (shape & size according to UPVC profile), appropriate dimension of UPVC extruded glazing beads, UPVC extruded interlocks and UPVC extruded inline sash adaptor (if required), EPDM gasket, wool pile, zinc alloy (white powder coated) handle on one side of extreme panel along with zinc plated mild steel multi point locking having transmission gear with keeps, zinc alloy (white powder coated) touch lock with hook (jf required for wire mesh panel), stainless steel ...etc all complete as per approved drawing & direction Of Engineer-in Charge. (Single/ double glass panes shall be paid separately). a) Two track two panels sliding window made of (big series) frame 67x50 mm & sash 46x62 mm both having wall thiekness Of 2.3 cO.2 mm and single glazing bead/ double glazing bead Of appropriate dimension. (Area of window above 2.50 sqm up to 4.00 sqm) | 313.77 | PER SQM |  | 0
22/24.3 | Providing and fixing glazing in aluminium door. window, ventilator shutters and partitions etc. with EPDM rubber/ neoprene gasket etc. complete as per the architectural drawings and the directions of engineer-in-charge: e) With float glass panes Of 8 mm thickness (weight not less than 20 kg/sqm) | 313.77 | PER SQM |  | 0
23/31.25 | Drilling suitable holes in reinforced or plain cement concrete with power driven drill machine to a minimum depth Of 100 mm up to 200 mm in PICC beams, lintels, columns and slabs to introduce steel bars for sunshades/ balconies including fixing the steel bars in position using epoxy resin anchor grout of approved make but excluding the cost of reinforcement, all complete as per direction of Engineer-in-charge. Up to and including 12 mm dia. | 60 | Each |  | 0
24/31.26 | Providing, mixing and applying bonding coat of approved adhesive on chipped portion of F}CC as per specifications and direction of Engineer-ln-charge complete in all respect. B) Epoxy bonding adhesive having coverage 2.20 sqmckg of approved make | 6 | PER SQM |  | 0
25/12.45 | Providing and laying vitrified tiles in different sizes (thickness to be specified by manufacturer), with water absorption less than 0.08 a/a and conforming to ls:15622, of approved make, jn all colours and shade, in skirting, riser of steps, over 12 mm thick bed Of cement mortar 1:3 (1 cement: 3 coarse sand), jointing with grey cement slurry @ 3.3 kg/sqm including grouting the joint with white cement & matching pigments etc. complete. c) Size of Tile 800x800 mm | 5784 | PER SQM |  | 0
26/9.27 | Providing polished VETRIFIED wall tiles of approved quality, size, shape and thickness not less than 8 mm on walls and skirting over cement mortar bed 10 mm thick in prop.1:3 (1 cement: 3 coarse sand) including cutting where necessary finished with flush pointing with adhesive or white cement slurry mixed with approved pigment to match shade of tiles complete at all levels as specified and directed. c) Deluxe range | 96 | PER SQM |  | 0
27/12.28 | Marble stone flooring with 18 mm thick marble stone, as per sample of marble approved by Engineer-in-charge, over 20 mm (average) thick base of cement mortar 1:4 (1 cement: 4 coarse sand) laid and jointed with grey cement slurry, including rubbing and polishing complete with e) Kumari slab | 115.98 | PER SQM |  | 0
28/11.2 | Structural steel work riveted, bolted or welded in built up sections, trusses and framed work, including cutting, hoisting, fixing in position and applying a priming coat Of approved steel primer all complete. | 54029.168 | Per Kg |  | 0
29/11.1 | Structural steel work in single section, fixed with or without connecting plate, including cutting, hoisting, fixing in position and applying a priming coat of approved steel primer all complete. | 4599.564 | PER SQM |  | 0
30/13.1 | Providing corrugated G.S or galvanised iron sheet roofing including vertical/ curved surface fixed with polymer coated J or L hooks, bolts and nuts 8 mm diameter with bitumen and a.I. limpet washers or with G.I. limpet washers filled with white lead, including a coat Of approved steel primer and two coats of approved paint on overlapping of sheets complete (up to any pitch in horizontal/ vertical or curved surfaces), excluding the cost Of purlins, rafters and trusses and including cutting to size and shape wherever required. a) 1.00 mm thick with zinc coating not less than 275 gin/sqm | 430.45 | PER SQM |  | 0
31/14.12 | Providing and fixing tiled false ceiling of specified materials of size 595x595 mm in ti.ue horizontal level, suspended on interlocking metal grid of hot dipped galvanized steel sections (galvanized @ 120 grams/sqm, both side inclusive) consisting of main "T" runner with suitably spaced joints to get required length and Of size 24x38 mm made from 0.30 mm thick (minimum) sheet, spaced at 1200 mm centre to centre and cross 'T' Of size 24x25 mm made of 0.30 mm thick (minimum) sheet,1200 mm long spaced between main "T" at 600 mm centre to centre to form a grid of 1200x600 mm and Secondary cross "T" of length 600 mm and size 24x25 mm made of 0.30 mm thick (minimum) sheet to be interlocked at middle of the 1200x600 mm panel to form grids Of 600x600 mm and wall angle of size 24x24xO.3 mm and laying false ceiling tiles of approved textui.e in the grid including, required cutting/ making, opening for services like diffusers, grills, light fittings, fixtures, smoke detectors etc. Main "T" runners to be suspended from ceiling using Gl slotted cleats of size 27x37x25xl,6 mm fixed to ceiling with 12.5 mm dja. and 50 mm long dash fasteners, 4 mm Gl adjustable rods with galvanised butterfly level clips of size 85x30xO.8 mm spaced at 1200 mm centre to centre along main T, bottom exposed width of 24 mm of all T-sections shall be pre-painted with polyester paint, all complete for all heights as per specifications, drawings and as directed by Engineer-incharge. b) GI Metal Ceiling Lay in perforated Tegular edge global white colour tiles of size 595x595 mm and 0.5 mm thick with 8 mm drop; made Of Gl sheet having galvanizing of 100 gins/sqm (both sides inclusive) and 20% perforation area with 1.8 mm dia. holes and having NF`C (Noise Peduction Coefficient) of 0.5, electro statically polyester powder coated of thickness 60microns (minimum), including factory painted after bending and perforation, and backed with a black Glass fibre acoustical f leece. | 716.5 | PER SQM |  | 0
32/13.4 | Providing ridges or hips Of width 60 cm overall width plain G.S. sheet fixed with polymer coated J or L hooks, bolts and nuts 8 mm dia. G.I. limpet and bitumen washers complete. a) 0.80 mm think with zinc coating not less than 275 gin/sqm | 52 | Per Rm |  | 0
33/12.4 | Making plinth protection 50mm thick of cement concrete 1:3:6 (1 cement: 3 coarse sand: 6 graded stone aggregate 20 mm nominal size) over 75 mm thick bed of dry brick ballast 40 mm nominal size, well rammed and consolidated and grouted with fine sand, including necessary excavation, levelling & dressing & finishing the top smooth. | 49.5 | PER SQM |  | 0
34/25.1 | Providing and laying integral cement based treatment for water proofing on horizontal surface at all depth below ground level for underground structures as directed by Engineer-in- Charge and consisting of : (i) 1St layer of 22 mm to 25 mm thick approved and specified rough stone slab over a 25 mm thick base of cement mortar 1:3 (1 cement: 3 coarse sand) mixed with water proofing compound conforming to ls:2645 in the recommended proportion over the levelling course (levelling course to be paid separately). Joints sealed and grouted with cemem slurry mixed with water proofing compound. (ii) 2nd layer of 25 mm thick cement mortar 1:3 (1 cement: 3 coarse sand) mixed with water proofing compound in recommended proportions. (iii) Finishing top with stone aggregate of 10 mm to 12 mm nominal size spreading @ 0.008 cum/sqm thoroughly embedded in the 2nd layer. | 1113 | PER SQM |  | 0
35/19.27 | Diluting and injecting chemical emulsion for POSTCONSTPIUCTIONAL anti-termite treatment (excluding the cost of chemical emulsion): a)Along external wall where the apron is not provided using chemical emulsion @ 7.5 ltr/ sqm Of the vertical surface Of the substructure to a depth of 300 mm including excavation channel along the wall & rodding etc. complete: With Chlorpyriphos/ Lindane E.C. 20°/o with 1 a/o concentration | 1109.96 | Per Rm |  | 0
36/2.8 | Disposal Of surplus earth/ unserviceable material from the work site including loading and unloading completo as directed. a) First 5 Km | 2116.46 | Cum per Km |  | 0
37/ 6.11 | Supplying, fitting and fixing in position reinforcement bars up to 1st floor level, conforming to relevant I.S. Code for R.C.C. work/ R.B. walling including straightening, cleaning, cutting and bending to proper shapes and length as per details, supplying and binding with 20 G annealed black wire and placing in position with proper blocks, supports, chairs, spacers etc. complete. (Rates inclusive of all wastage, lappage, hooks, chairs, anchorage etc. and no measurement for the same is required) b)High Yield Strength Deformed bars or Tor Bars | 119913.5715 | Per Kg |  | 0
|  |  |  | Sub Total | 0
ELECTRIFICATION A. Internal electrification without AC II. Non Residential Building
| (i) Ground Floor | 985.2 | PER SQM |  | 0
| (ii) First Floor | 985.2 | PER SQM |  | 0
| (iii) Second Floor | 985.2 | PER SQM |  | 0
| (iii) Third Floor with Mumty | 728.37 | PER CUM |  | 0
| External Electrification -Power Supply Connection @ 3.75% of Civil Work( of sub total) |  |  |  | 0
| External Electrification-Lighting Conductors @ 0.25% of Civil work ( of sub total) |  |  |  | 0
| Internal Water Supply @ 8.5% of Civil Work( of sub total) |  |  |  | 0
| External Water Supply @ 1.25% of civil work ( of Sub Total) |  |  |  | 0
| Septic Tank and soak pit with brick walling for 3 nos of 50 users (Amount as per plinth area rate) | 3 | No |  | 0
| Cost of HT line, installation of transforrner, Fencing, DT metering, etc-For 200 KVA Transformer | 1 | No |  | 0
|  |  |  | GRAND TOTAL | 0

## Williamnagar Hostel (hidden)
BILL OF QUANTITIES (BOQ)
| District | East Garo Hills District.
| Name of Works | Repair and renovation of Existing Hostel Block (Boy
| Name of Health Facility | GNM School of Nursing, Williamnagar.
Item No. | Description of Items (With Brief Specification and reference to book of specification) | Quantity | Unit | Rates in INR (In figures) | Amount in INR
1/18.5 | Demolishing brick work including stacking of serviceable material and disposal of unserviceable material within 50 metres lead as per direction Of Engineer-in-charge. | 7.65 | PER CUM |  | 0
2/17.1 | Repairs to plaster ot thickness 12 mm to 20 mm in patches Of area 2.5 sqm and under, including cutting the patch in proper shape, ral<ing out joints and preparing and plastering the surface of the walls complete, including disposal Of rubbish to the dumping ground, all complete as per direction Of Engineer- in-Charge. a)With cement mortar 1 :4 (1 cement: 4 fine sand) | 116 | PER SQM |  | 0
3/17.2 | Re-fixing existing chowkhats in existing opening including embedding chowkhats in floors or walls cutting masonry for holdfasts, embedding hold fasts in cement concrcte blocks of size 15 x 10 x 10 cm with cement concrete 1 :3:6 (1 cement: 3 coarse sand: 6 graded stone aggregate 20 mm nominal size), painting two coats Of approved wood preservative to sides of chowkhats and making good the damages to walls and floors as required complete, including disposal Of rubbish to the dumping ground, all complete as per direction of Engineer-in- Charge. (excluding cost Of chowkhat) a) Door chowkhats | 4 | Each |  | 0
4/17.47 | Hacking of CC flooring including cleaning for Surface etc. complete as per direction of the Engineer-in-Charge. | 905.67 | PER SQM |  | 0
5/25.1 | Providing and laying integral cement based treatment for water proofing on horizontal surface at all depth below ground level for underground structures as directed by Engineer-in- Charge and consisting of : (i) 1St layer of 22 mm to 25 mm thick approved and specified rough stone slab over a 25 mm thick base of cement mortar 1:3 (1 cement: 3 coarse sand) mixed with water proofing compound conforming to ls:2645 in the recommended proportion over the levelling course (levelling course to be paid separately). Joints sealed and grouted with cemem slurry mixed with water proofing compound. (ii) 2nd layer of 25 mm thick cement mortar 1:3 (1 cement: 3 coarse sand) mixed with water proofing compound in recommended proportions. (iii) Finishing top with stone aggregate of 10 mm to 12 mm nominal size spreading @ 0.008 cum/sqm thoroughly embedded in the 2nd layer. | 770.3 | PER SQM |  | 0
6/16.1 | Surface preparation: Removing existing white or colour wash on wall surfaces by steel wire brushing and/ or scraping, sand papering and preparing the surface smooth including necessary repairs to scratches complete. | 2222.59 | PER SQM |  | 0
7/16.14 | Finishing walls with water proofing cement paint of required shade: b) Old work (one or more coats applied @ 2.20 kg/10 sqm) over priming coat of primer applied @ 0.80 Itr/10 sqm complete including cost of Priming coat. | 2222.59 | PER SQM |  | 0
8/12.45 | Providing and laying vitrified tiles in different sizes (thickness to be specified by manufacturer), with water absorption less than 0.08 a/a and conforming to ls:15622, of approved make, jn all colours and shade, in skirting, riser of steps, over 12 mm thick bed Of cement mortar 1:3 (1 cement: 3 coarse sand), jointing with grey cement slurry @ 3.3 kg/sqm including grouting the joint with white cement & matching pigments etc. complete. c) Size of Tile 800x800 mm | 770.3 | PER SQM |  | 0
9/7.10 | Half brick masonry with common burnt clay (non modular) 1st class bricks in superstructure above plinth level up to first floor level a) Cement mortar 1:3 (1 cement: 3 coarse sand) | 107.52 | PER SQM |  | 0
10/15.4 | CEMENT PLASTER (IN COARSE SAND) 12 mm cement plaster of mix: a) 1:4 (1 cement: 4 coarse sand) | 215.04 | PER SQM |  | 0
11/16.11 | Applying one coat of water thinnable cement primer of approved brand and manufacture on surfaces: Water thinnable cement primer | 215.04 | PER SQM |  | 0
12/16.2 | Providing and applying Plaster of Paris putty of 2 mm thickness over plastered surface to prepare the surface even and smooth complete | 2437.63 | PER SQM |  | 0
13/16.19 | Wall painting with acrylic emulsion paint of approved brand and manufacture to give an even shade: New work (two or more coats) | 2437.63 | PER SQM |  | 0
14/10.1 | Providing wood work in frames of doors, windows, clerestory windows and other frames, wrought framed and fixed in position with hold fast lugs or with dash fasteners of required diameter & length. A) With Teak wood/ Sissu wood | 0.153 | PER CUM |  | 0
15/10.8 | Providing and fixing panelling or panelling and glazing in panelled or panelled and glazed shutters for doors, windows and clerestory windows (Area Of opening for panel inserts excluding portion inside grooves or rebates to be measured). Panelling for panelled or panelled and glazed shutters 25 mm to 40 mm thick: a)With Teak wood/ Sissu wood. | 5.88 | PER SQM |  | 0
16/16.22 | Finishing with Deluxe Multi surface paint system for interiors and exteriors using Primer as per manufacturers specifications, including scaffolding: b) Painting wood work with Deluxe Mufti Surface Paint ofrequired shade. Two or moi.e coats applied @ 0.90 ltr/10 sqm over an under coat of primer applied @ 0.75 Itr/10 sqm Of approved brand and manufacture | 15.288 | PER SQM |  | 0
17/11.2 | Structural steel work riveted, bolted or welded in built up sections, trusses and framed work, including cutting, hoisting, fixing in position and applying a priming coat Of approved steel primer all complete. | 106.02 | Per Kg |  | 0
18/13.1 | Providing corrugated G.S or galvanised iron sheet roofing including vertical/ curved surface fixed with polymer coated J or L hooks, bolts and nuts 8 mm diameter with bitumen and a.I. limpet washers or with G.I. limpet washers filled with white lead, including a coat Of approved steel primer and two coats of approved paint on overlapping of sheets complete (up to any pitch in horizontal/ vertical or curved surfaces), excluding the cost Of purlins, rafters and trusses and including cutting to size and shape wherever required. a) 1.00 mm thick with zinc coating not less than 275 gin/sqm | 19.44 | PER SQM |  | 0
19/31.30 | Providing and injecting approved grout in proportion recommended by the manufacturer into cracks/ honey-comb area Of concrete/ masonry by suitable gun/ pump at required pressure including cutting of nipples after curing etc. complete as per directions of Engineer-in-charge. c.) Epoxy injection grout in concrcte/ FICC work ol approved make | 3240 | Per Kg |  | 0
20/31.27 | Providing, mixing and applying SBF3 polymer (Of approved make) modified Cement mortar in proportion of 1 :4 (1 cement: 4 graded coarse sand with polymer minimum 20/a by wt. Of cement used) as per specifications and directions of Engineer-in-charge. Note: Measurement and payment: The pre measurement of thickness shall be done just after the surface preparation js completed and Payment under this item shall be made only after proper wet curing has been done and surface has been satisfactorily evaluated by sounding/ tapping with a blunt metal instrument and/ or the 75mm size cube crushing strength at the end of 28 days to be not less than 30 N/sqmm). a) 12 mm average thickness. | 414.96 | PER SQM |  | 0
21/19.27 | Diluting and injecting chemical emulsion for POSTCONSTPIUCTIONAL anti-termite treatment (excluding the cost of chemical emulsion): c) Treatment Of soil under existing floors using chemical emulsion @ 1 litre per hole, 300 mm apart including drilling 12 mm diameter holes and plugging with cement mortar 1:2 (1 cement: 2 Coarse sand) to match the existing floor: With Chlorpyriphos/ Lindane E.C. 20% with 1 a/o concentration | 414.96 | PER SQM |  | 0
|  |  |  | Total | 0
BILL OF QUANTITIES (BOQ)
| District | East Garo Hills District.
| Name of Works | Construction of Hostel Block (Girls)
| Name of Health Facility | GNM School of Nursing, Williamnagar.
Item No. | Description of Items (With Brief Specification and reference to book of specification) | Quantity | Unit | Rates in INR (In figures) | Amount in INR
1/2.1 | Earthwork in excavation upto a depth of 2m below the existing ground level for foundation trenches of foundations, footings of column/ walls, retaining walls, septic tank etc. including bailing out water where necessary and removal of surplus earth with all lead and lifts as directed and specified for the following classification of soils.. b) In ordinary rock (soft rock/ medium rock/ hard shale) | 741.812 | PER CUM |  | 0
2/19.26 | Surface dressing of the ground including removing vegetation and in-equalities not exceeding 15 cm deep and disposal of rubbish, lead up to 50 in and lift up to 1.5 in. All kinds of soil | 647.5 | Per sqm |  | 0
3/8.1 | Random rubble masonry with hard stone in foundation and plinth including levelling up with cement concrete 1:6:12 (1 cement: 6 coarse sand: 12 graded stone aggregate 20 mm nominal size) up to plinth level with: a)Cement mortar 1:6 (1 cement: 6 coarse sand) | 106.752 | PER CUM |  | 0
4/2.6 | Earthwork in filling (excluding rock) in trenches, plinth, sides of foundation etc in layers not exceeding 20 cm thick including breaking of clods, consolidating each layer by ramming and watering, lead up to 50 m and lift up to 1.5 m (a) With available excavated earth | 479.396 | Per Cum |  | 0
5/12.5 | Providing soling with stone/ best quality picked jhama brick, sand packed and laid to level and in panel after preparing the subgrade as directed including all labour and materials and if necessary dewatering, complete. B) Stone soling (i) 100 mm | 838.4 | PER Sqm |  | 0
6/5.1 | Plain cement concrete works in foundation bed for footing steps, walls, brick works etc below plinth level as directed and specified including dewatering if necessary, and curing complete (shuttering where necessary shall be measured and paid separately). (c) In prop. 1:2: 4 (1 cement:3 coarse sand : 6 coarse agg. ) | 84.134 | PER CUM |  | 0
7/4.4 | SHUTTERING/ FORMWORK Centering and shuttering including strutting, propping etc. and removal of form for all heights complete and as directed by Engineer in charge | 984.15 | PER SQM |  | 0
8/4.5 | Columns, Pillars, Piers, Abutments, Posts and Struts (using steel) | 454.26 | PER SQM |  | 0
9/4.3 | Slabs, roofs, landings, balconies and access platform, shelves (using steel) | 2103.84 | PER SQM |  | 0
10/4.6 | Stairs/ spiral staircase, (excluding landings) (using timber | 156.72 | PER SQM |  | 0
11/6.3 | Reinforced cement concrete work in walls (any thickness), including attached pilasters, buttresses, fillets, columns, pillars, posts and struts etc. above plinth level up to first floor level, excluding cost of centering, shuttering, finishing and reinforcement b) M20 or 1 :llA:3 (1 cement: llA coarse sand: 3 graded stone aggregate 20 mm nominal size) | 636.9251 | PER CUM |  | 0
12/7.10 | Half brick masonry with common burnt clay (non modular) 1st class bricks in superstructure above plinth level up to first floor level a) Cement mortar 1:3 (1 cement: 3 coarse sand) | 2625.11 | PER SQM |  | 0
13/15.4 | CEMENT PLASTER (IN COARSE SAND) 12 mm cement plaster of mix: a) 1:4 (1 cement: 4 coarse sand) | 2406.25 | PER SQM |  | 0
14/16.11 | Applying one coat of water thinnable cement primer of approved brand and manufacture on surfaces: Water thinnable cement primer | 2406.25 | PER SQM |  | 0
15/16.2 | Providing and applying Plaster of Paris putty of 2 mm thickness over plastered surface to prepare the surface even and smooth complete | 2406.25 | PER SQM |  | 0
16/16.19 | Wall painting with acrylic emulsion paint of approved brand and manufacture to give an even shade: New work (two or more coats) | 1340.21 | PER SQM |  | 0
17/16.15 | Finishing walls with toxtured exterior paint of required shade, including scaffolding: New work (Two or more coats applied @ 3.28 ltr/10 sqm) over and including priming coat Of exterior primer applied @ 2.20 kg/10 sqm | 1066.04 | PER SQM |  | 0
18/10.1 | Providing wood work in frames of doors, windows, clerestory windows and other frames, wrought framed and fixed in position with hold fast lugs or with dash fasteners of required diameter & length. A) With Teak wood/ Sissu wood | 7.934 | PER CUM |  | 0
19/10.8 | Providing and fixing panelling or panelling and glazing in panelled or panelled and glazed shutters for doors, windows and clerestory windows (Area Of opening for panel inserts excluding portion inside grooves or rebates to be measured). Panelling for panelled or panelled and glazed shutters 25 mm to 40 mm thick: a)With Teak wood/ Sissu wood. | 319.83 | PER SQM |  | 0
20/11.24 | Providing and fixing M.S. grills Of required pattern in trames Of windows, etc. with M.S. flats, square or round bars, etc. including priming coat with approved steel primer all complete. b) Fixed to openings/ wooden frames with rawl plugs screws etc. | 5943.476 | PER KG |  | 0
21/28.34 | Providing and fixing factory made upvc white colour sliding glazed window above 1.50 in in height dimension comprising of UPVC multi-chambered frame with inlbuilt roller track and sash extruded profiles duly reinforced with 1.60 sO.2 mm thick galvanized mild steel section made from roll forming process Of required length (shape & size according to UPVC profile), appropriate dimension of UPVC extruded glazing beads, UPVC extruded interlocks and UPVC extruded inline sash adaptor (if required), EPDM gasket, wool pile, zinc alloy (white powder coated) handle on one side of extreme panel along with zinc plated mild steel multi point locking having transmission gear with keeps, zinc alloy (white powder coated) touch lock with hook (jf required for wire mesh panel), stainless steel ...etc all complete as per approved drawing & direction Of Engineer-in Charge. (Single/ double glass panes shall be paid separately). a) Two track two panels sliding window made of (big series) frame 67x50 mm & sash 46x62 mm both having wall thiekness Of 2.3 cO.2 mm and single glazing bead/ double glazing bead Of appropriate dimension. (Area of window above 2.50 sqm up to 4.00 sqm) | 192.97 | PER Sqm |  | 0
22/24.3 | Providing and fixing glazing in aluminium door. window, ventilator shutters and partitions etc. with EPDM rubber/ neoprene gasket etc. complete as per the architectural drawings and the directions of engineer-in-charge: e) With float glass panes Of 8 mm thickness (weight not less than 20 kg/sqm) | 192.97 | PER Sqm |  | 0
23/12.45 | Providing and laying vitrified tiles in different sizes (thickness to be specified by manufacturer), with water absorption less than 0.08 a/a and conforming to ls:15622, of approved make, jn all colours and shade, in skirting, riser of steps, over 12 mm thick bed Of cement mortar 1:3 (1 cement: 3 coarse sand), jointing with grey cement slurry @ 3.3 kg/sqm including grouting the joint with white cement & matching pigments etc. complete. c) Size of Tile 800x800 mm | 1935.82 | PER SQM |  | 0
24/9.27 | Providing polished VETRIFIED wall tiles of approved quality, size, shape and thickness not less than 8 mm on walls and skirting over cement mortar bed 10 mm thick in prop.1:3 (1 cement: 3 coarse sand) including cutting where necessary finished with flush pointing with adhesive or white cement slurry mixed with approved pigment to match shade of tiles complete at all levels as specified and directed. c) Deluxe range | 409.92 | PER SQM |  | 0
25/12.28 | Marble stone flooring with 18 mm thick marble stone, as per sample of marble approved by Engineer-in-charge, over 20 mm (average) thick base of cement mortar 1:4 (1 cement: 4 coarse sand) laid and jointed with grey cement slurry, including rubbing and polishing complete with e) Kumari slab | 160.2 | PER SQM |  | 0
26/12.4 | Making plinth protection 50mm thick of cement concrete 1:3:6 (1 cement: 3 coarse sand: 6 graded stone aggregate 20 mm nominal size) over 75 mm thick bed of dry brick ballast 40 mm nominal size, well rammed and consolidated and grouted with fine sand, including necessary excavation, levelling & dressing & finishing the top smooth. | 45 | Per sqm |  | 0
27/25.1 | Providing and laying integral cement based treatment for water proofing on horizontal surface at all depth below ground level for underground structures as directed by Engineer-in- Charge and consisting of : (i) 1St layer of 22 mm to 25 mm thick approved and specified rough stone slab over a 25 mm thick base of cement mortar 1:3 (1 cement: 3 coarse sand) mixed with water proofing compound conforming to ls:2645 in the recommended proportion over the levelling course (levelling course to be paid separately). Joints sealed and grouted with cemem slurry mixed with water proofing compound. (ii) 2nd layer of 25 mm thick cement mortar 1:3 (1 cement: 3 coarse sand) mixed with water proofing compound in recommended proportions. (iii) Finishing top with stone aggregate of 10 mm to 12 mm nominal size spreading @ 0.008 cum/sqm thoroughly embedded in the 2nd layer. | 645.415 | Per sqm |  | 0
28/19.27 | Diluting and injecting chemical emulsion for POSTCONSTPIUCTIONAL anti-termite treatment (excluding the cost of chemical emulsion): a)Along external wall where the apron is not provided using chemical emulsion @ 7.5 ltr/ sqm Of the vertical surface Of the substructure to a depth of 300 mm including excavation channel along the wall & rodding etc. complete: With Chlorpyriphos/ Lindane E.C. 20°/o with 1 a/o concentration | 686.65 | Per Rm |  | 0
29/2.8 | Disposal Of surplus earth/ unserviceable material from the work site including loading and unloading completo as directed. a) First 5 Km | 262.42 | Cum per Km |  | 0
30/ 6.11 | Supplying, fitting and fixing in position reinforcement bars up to 1st floor level, conforming to relevant I.S. Code for R.C.C. work/ R.B. walling including straightening, cleaning, cutting and bending to proper shapes and length as per details, supplying and binding with 20 G annealed black wire and placing in position with proper blocks, supports, chairs, spacers etc. complete. (Rates inclusive of all wastage, lappage, hooks, chairs, anchorage etc. and no measurement for the same is required) b)High Yield Strength Deformed bars or Tor Bars | 128474.276 | Per Kg |  | 0
|  |  |  | Sub Total | 0
ELECTRIFICATION A. Internal electrification without AC II. Non Residential Building
| (i) Ground Floor | 480.9 | PER SQM |  | 0
| (ii) First Floor | 480.9 | PER SQM |  | 0
| (iii) Second Floor | 480.9 | PER SQM |  | 0
| (iii) Third Floor with Mumty | 480.9 | PER CUM |  | 0
| External Electrification -Power Supply Connection @ 3.75% of Civil Work( of sub total) |  |  |  | 0
| External Electrification-Lighting Conductors @ 0.25% of Civil work ( of sub total) |  |  |  | 0
| Internal Water Supply @ 8.5% of Civil Work( of sub total) |  |  |  | 0
| External Water Supply @ 1.25% of civil work ( of Sub Total) |  |  |  | 0
| Septic Tank and soak pit with brick walling for 3 nos of 50 users (Amount as per plinth area rate) | 3 | No |  | 0
|  |  |  | Grand Total | 0
Note:- 1. Electrification Work (Internal and External) are to include the following (Supplementary estimates to be issue on starting the work) : a) Installation of Electrical Systems and Equipment: This involves the comprehensive installation of all necessary electrical systems and components as specified in the building’s detailed electrification plan. This includes wiring, circuit breakers, panels, lighting fixtures, and other associated electrical equipment to ensure a robust and reliable power distribution network. b) Vertical Transportation Systems: The project includes the installation of an elevator system (lift) in the academic building to facilitate vertical transportation, thereby improving accessibility and enhancing the user experience for students, staff, and visitors. c) Power Supply Augmentation (Wherever is applicable or mentioned in the Annexure): To meet the increased power demand resulting from the new construction, a new transformer will be installed. This transformer will be appropriately sized to handle the additional load and will be integrated into the existing power supply network to ensure seamless operation and reliability. 2.Water Supply Systems (Internal and External) are to include the following (Supplementary estimates to be issue on starting the work) : a) Sanitary and Plumbing Infrastructure: This encompasses the complete installation of all sanitary and plumbing systems, including piping, fixtures, and fittings. The work will cover the entire spectrum of water supply and drainage systems, ensuring efficient distribution and disposal of water within the facility. b) Sanitary Fixtures and Appliances: The installation will include all necessary bathroom and toilet fittings, such as washbasins, commodes, urinals, faucets, and showers. These fixtures will be selected and installed to meet the functional requirements and aesthetic standards of the facility. c) Water Storage Solutions: To ensure an uninterrupted water supply, water storage tanks will be installed. These tanks will be strategically placed and sized to meet the operational water demand of the facility, providing a consistent and adequate water supply for all intended uses.

## Williamnagar Staff Quarter (hidden)
BILL OF QUANTITIES (BOQ)
| District | East Garo Hills District.
| Name of Works | Repair and renovation of Staff Quarter
| Name of Health Facility | GNM School of Nursing, Williamnagar.
Item No. | Description of Items (With Brief Specification and reference to book of specification) | Quantity | Unit | Rates in INR (In figures) | Amount in INR
1/2.1 | Earthwork in excavation upto a depth of 2m below the existing ground level for foundation trenches of foundations, footings of column/ walls, retaining walls, septic tank etc. including bailing out water where necessary and removal of surplus earth with all lead and lifts as directed and specified for the following classification of soils.. b) In ordinary rock (soft rock/ medium rock/ hard shale) | 325.0095 | PER CUM |  | 0
2/19.26 | Surface dressing of the ground including removing vegetation and in-equalities not exceeding 15 cm deep and disposal of rubbish, lead up to 50 in and lift up to 1.5 in. All kinds of soil | 141.6 | Per sqm |  | 0
3/8.1 | Random rubble masonry with hard stone in foundation and plinth including levelling up with cement concrete 1:6:12 (1 cement: 6 coarse sand: 12 graded stone aggregate 20 mm nominal size) up to plinth level with: a)Cement mortar 1:6 (1 cement: 6 coarse sand) | 37.0095 | PER CUM |  | 0
4/2.6 | Earthwork in filling (excluding rock) in trenches, plinth, sides of foundation etc in layers not exceeding 20 cm thick including breaking of clods, consolidating each layer by ramming and watering, lead up to 50 m and lift up to 1.5 m (a) With available excavated earth | 76.471 | Per Cum |  | 0
5/12.5 | Providing soling with stone/ best quality picked jhama brick, sand packed and laid to level and in panel after preparing the subgrade as directed including all labour and materials and if necessary dewatering, complete. B) Stone soling (i) 100 mm | 251.5925 | PER Sqm |  | 0
6/5.1 | Plain cement concrete works in foundation bed for footing steps, walls, brick works etc below plinth level as directed and specified including dewatering if necessary, and curing complete (shuttering where necessary shall be measured and paid separately). (c) In prop. 1:2: 4 (1 cement:3 coarse sand : 6 coarse agg. ) | 25.1593 | PER CUM |  | 0
7/4.4 | SHUTTERING/ FORMWORK Centering and shuttering including strutting, propping etc. and removal of form for all heights complete and as directed by Engineer in charge Lintels, beams, plinth beams, girders, bressumers and cantilevers (using steel) | 262.29 | PER SQM |  | 0
8/4.5 | Columns, Pillars, Piers, Abutments, Posts and Struts (using steel) | 232.56 | PER SQM |  | 0
9/4.3 | Slabs, roofs, landings, balconies and access platform, shelves (using steel) | 46.684 | PER SQM |  | 0
10/4.6 | Stairs/ spiral staircase, (excluding landings) (using timber | 72.16 | PER SQM |  | 0
11/6.3 | Reinforced cement concrete work in walls (any thickness), including attached pilasters, buttresses, fillets, columns, pillars, posts and struts etc. above plinth level up to first floor level, excluding cost of centering, shuttering, finishing and reinforcement b) M20 or 1 :llA:3 (1 cement: llA coarse sand: 3 graded stone aggregate 20 mm nominal size) | 175.58 | PER CUM |  | 0
12/7.10 | Half brick masonry with common burnt clay (non modular) 1st class bricks in superstructure above plinth level up to first floor level a) Cement mortar 1:3 (1 cement: 3 coarse sand) | 1071.44 | PER SQM |  | 0
13/15.4 | CEMENT PLASTER (IN COARSE SAND) 12 mm cement plaster of mix: a) 1:4 (1 cement: 4 coarse sand) | 2919.56 | PER SQM |  | 0
14/16.14 | Finishing walls with water proofing cement paint of required shade: b) New work (Two or more coats applied @ 3,84 kg/10 sqm) | 2919.56 | PER SQM |  | 0
15/16.11 | Applying one coat of water thinnable cement primer of approved brand and manufacture on surfaces: Water thinnable cement primer | 2919.56 | PER SQM |  | 0
16/16.2 | Providing and applying Plaster of Paris putty of 2 mm thickness over plastered surface to prepare the surface even and smooth complete | 2919.56 | PER SQM |  | 0
17/16.19 | Wall painting with acrylic emulsion paint of approved brand and manufacture to give an even shade: New work (two or more coats) | 2281.92 | PER SQM |  | 0
18/16.15 | Finishing walls with toxtured exterior paint of required shade, including scaffolding: New work (Two or more coats applied @ 3.28 ltr/10 sqm) over and including priming coat Of exterior primer applied @ 2.20 kg/10 sqm | 637.64 | PER SQM |  | 0
19/10.1 | Providing wood work in frames of doors, windows, clerestory windows and other frames, wrought framed and fixed in position with hold fast lugs or with dash fasteners of required diameter & length. A) With Teak wood/ Sissu wood | 2.196 | PER CUM |  | 0
20/10.8 | Providing and fixing panelling or panelling and glazing in panelled or panelled and glazed shutters for doors, windows and clerestory windows (Area Of opening for panel inserts excluding portion inside grooves or rebates to be measured). Panelling for panelled or panelled and glazed shutters 25 mm to 40 mm thick: a)With Teak wood/ Sissu wood. | 78.12 | PER SQM |  | 0
21/11.24 | Providing and fixing M.S. grills Of required pattern in trames Of windows, etc. with M.S. flats, square or round bars, etc. including priming coat with approved steel primer all complete. b) Fixed to openings/ wooden frames with rawl plugs screws etc. | 1880.032 | PER KG |  | 0
22/28.34 | Providing and fixing factory made upvc white colour sliding glazed window above 1.50 in in height dimension comprising of UPVC multi-chambered frame with inlbuilt roller track and sash extruded profiles duly reinforced with 1.60 sO.2 mm thick galvanized mild steel section made from roll forming process Of required length (shape & size according to UPVC profile), appropriate dimension of UPVC extruded glazing beads, UPVC extruded interlocks and UPVC extruded inline sash adaptor (if required), EPDM gasket, wool pile, zinc alloy (white powder coated) handle on one side of extreme panel along with zinc plated mild steel multi point locking having transmission gear with keeps, zinc alloy (white powder coated) touch lock with hook (jf required for wire mesh panel), stainless steel ...etc all complete as per approved drawing & direction Of Engineer-in Charge. (Single/ double glass panes shall be paid separately). a) Two track two panels sliding window made of (big series) frame 67x50 mm & sash 46x62 mm both having wall thiekness Of 2.3 cO.2 mm and single glazing bead/ double glazing bead Of appropriate dimension. (Area of window above 2.50 sqm up to 4.00 sqm) | 70.24 | PER Sqm |  | 0
23/24.3 | Providing and fixing glazing in aluminium door. window, ventilator shutters and partitions etc. with EPDM rubber/ neoprene gasket etc. complete as per the architectural drawings and the directions of engineer-in-charge: e) With float glass panes Of 8 mm thickness (weight not less than 20 kg/sqm) | 70.24 | PER Sqm |  | 0
24/12.45 | Providing and laying vitrified tiles in different sizes (thickness to be specified by manufacturer), with water absorption less than 0.08 a/a and conforming to ls:15622, of approved make, jn all colours and shade, in skirting, riser of steps, over 12 mm thick bed Of cement mortar 1:3 (1 cement: 3 coarse sand), jointing with grey cement slurry @ 3.3 kg/sqm including grouting the joint with white cement & matching pigments etc. complete. c) Size of Tile 800x800 mm | 440.84 | PER SQM |  | 0
25/9.27 | Providing polished VITRIFIED wall tiles of approved quality, size, shape and thickness not less than 8 mm on walls and skirting over cement mortar bed 10 mm thick in prop.1:3 (1 cement: 3 coarse sand) including cutting where necessary finished with flush pointing with adhesive or white cement slurry mixed with approved pigment to match shade of tiles complete at all levels as specified and directed. c) Deluxe range | 36.48 | PER SQM |  | 0
26/12.28 | Marble stone flooring with 18 mm thick marble stone, as per sample of marble approved by Engineer-in-charge, over 20 mm (average) thick base of cement mortar 1:4 (1 cement: 4 coarse sand) laid and jointed with grey cement slurry, including rubbing and polishing complete with e) Kumari slab | 69 | PER SQM |  | 0
27/11.2 | Structural steel work riveted, bolted or welded in built up sections, trusses and framed work, including cutting, hoisting, fixing in position and applying a priming coat Of approved steel primer all complete. | 375.96 | Per Kg |  | 0
28/12.4 | Making plinth protection 50mm thick of cement concrete 1:3:6 (1 cement: 3 coarse sand: 6 graded stone aggregate 20 mm nominal size) over 75 mm thick bed of dry brick ballast 40 mm nominal size, well rammed and consolidated and grouted with fine sand, including necessary excavation, levelling & dressing & finishing the top smooth. | 54 | Per sqm |  | 0
29/25.1 | Providing and laying integral cement based treatment for water proofing on horizontal surface at all depth below ground level for underground structures as directed by Engineer-in- Charge and consisting of : (i) 1St layer of 22 mm to 25 mm thick approved and specified rough stone slab over a 25 mm thick base of cement mortar 1:3 (1 cement: 3 coarse sand) mixed with water proofing compound conforming to ls:2645 in the recommended proportion over the levelling course (levelling course to be paid separately). Joints sealed and grouted with cemem slurry mixed with water proofing compound. (ii) 2nd layer of 25 mm thick cement mortar 1:3 (1 cement: 3 coarse sand) mixed with water proofing compound in recommended proportions. (iii) Finishing top with stone aggregate of 10 mm to 12 mm nominal size spreading @ 0.008 cum/sqm thoroughly embedded in the 2nd layer. | 140.46 | Per sqm |  | 0
30/19.27 | Diluting and injecting chemical emulsion for POSTCONSTPIUCTIONAL anti-termite treatment (excluding the cost of chemical emulsion): a)Along external wall where the apron is not provided using chemical emulsion @ 7.5 ltr/ sqm Of the vertical surface Of the substructure to a depth of 300 mm including excavation channel along the wall & rodding etc. complete: With Chlorpyriphos/ Lindane E.C. 20°/o with 1 a/o concentration | 232.15 | Per Rm |  | 0
31/ 6.11 | Supplying, fitting and fixing in position reinforcement bars up to 1st floor level, conforming to relevant I.S. Code for R.C.C. work/ R.B. walling including straightening, cleaning, cutting and bending to proper shapes and length as per details, supplying and binding with 20 G annealed black wire and placing in position with proper blocks, supports, chairs, spacers etc. complete. (Rates inclusive of all wastage, lappage, hooks, chairs, anchorage etc. and no measurement for the same is required) b)High Yield Strength Deformed bars or Tor Bars | 37788.782 | Per Kg |  | 0
|  |  |  | Sub Total | 0
ELECTRIFICATION A. Internal electrification without AC II. Non Residential Building
| (i) Ground Floor | 141.6 | PER SQM |  | 0
| (ii) First Floor | 141.6 | PER SQM |  | 0
| (iii) Second Floor | 141.6 | PER SQM |  | 0
| (iii) Third Floor with Mumty | 141.6 | PER CUM |  | 0
| External Electrification -Power Supply Connection @ 3.75% of Civil Work( of sub total) |  |  |  | 0
| External Electrification-Lighting Conductors @ 0.25% of Civil work ( of sub total) |  |  |  | 0
| Internal Water Supply @ 8.5% of Civil Work( of sub total) |  |  |  | 0
| External Water Supply @ 1.25% of civil work ( of Sub Total) |  |  |  | 0
| Septic Tank and soak pit with brick walling for 3 nos of 50 users (Amount as per plinth area rate) | 3 | No |  | 0
|  |  |  | Grand Total | 0
Note:- 1. Electrification Work (Internal and External) are to include the following (Supplementary estimates to be issue on starting the work) : a) Installation of Electrical Systems and Equipment: This involves the comprehensive installation of all necessary electrical systems and components as specified in the building’s detailed electrification plan. This includes wiring, circuit breakers, panels, lighting fixtures, and other associated electrical equipment to ensure a robust and reliable power distribution network. b) Vertical Transportation Systems: The project includes the installation of an elevator system (lift) in the academic building to facilitate vertical transportation, thereby improving accessibility and enhancing the user experience for students, staff, and visitors. c) Power Supply Augmentation (Wherever is applicable or mentioned in the Annexure): To meet the increased power demand resulting from the new construction, a new transformer will be installed. This transformer will be appropriately sized to handle the additional load and will be integrated into the existing power supply network to ensure seamless operation and reliability. 2.Water Supply Systems (Internal and External) are to include the following (Supplementary estimates to be issue on starting the work) : a) Sanitary and Plumbing Infrastructure: This encompasses the complete installation of all sanitary and plumbing systems, including piping, fixtures, and fittings. The work will cover the entire spectrum of water supply and drainage systems, ensuring efficient distribution and disposal of water within the facility. b) Sanitary Fixtures and Appliances: The installation will include all necessary bathroom and toilet fittings, such as washbasins, commodes, urinals, faucets, and showers. These fixtures will be selected and installed to meet the functional requirements and aesthetic standards of the facility. c) Water Storage Solutions: To ensure an uninterrupted water supply, water storage tanks will be installed. These tanks will be strategically placed and sized to meet the operational water demand of the facility, providing a consistent and adequate water supply for all intended uses.

## Williamnagar Academic Block (hidden)
BILL OF QUANTITIES (BOQ)
| District | East Garo Hills District.
| Name of Works | Repair and renovation of Acamedic Block
| Name of Health Facility | GNM School of Nursing, Williamnagar.
Item No. | Description of Items (With Brief Specification and reference to book of specification) | Quantity | Unit | Rates in INR (In figures) | Amount in INR
1/18.1 | Demolishing cement concrete including disposal of material within 50 metres lead as per direction of Engineer-in-charge. a) Nominal concrete 1:3:6 or richer mix (i/c equivalent design mix) | 131.25 | PER CUM |  | 0
2/18.2 | Demolishing R.C.C. work including stacking of steel bars and disposal of unserviceable material within 50 metres lead as per direction of Engineer-in-charge. | 4.86 | PER CUM |  | 0
3/18.17 | Dismantling steel work in built up sections without dismembering and slacking within 50 metres lead as per direction of Engineer-in-charge. | 302.82 | PER CUM |  | 0
4/18.5 | Demolishing brick work including stacking of serviceable material and disposal of unserviceable material within 50 metres lead as per direction Of Engineer-in-charge. | 8.4 | PER CUM |  | 0
5/17.1 | Repairs to plaster ot thickness 12 mm to 20 mm in patches Of area 2.5 sqm and under, including cutting the patch in proper shape, raling out joints and preparing and plastering the surface of the walls complete, including disposal Of rubbish to the dumping ground, all complete as per direction Of Engineer- in-Charge. a)With cement mortar 1 :4 (1 cement: 4 fine sand) | 158.6 | PER SQM |  | 0
6/4.4 | SHUTTERING/ FORMWORK Centering and shuttering including strutting, propping etc. and removal of form for all heights complete and as directed by Engineer in charge Lintels, beams, plinth beams, girders, bressumers and cantilevers (using steel) | 6.6 | Per Sqm |  | 0
7/6.3 | Reinforced cement concrete work in walls (any thickness), including attached pilasters, buttresses, fillets, columns, pillars, posts and struts etc. above plinth level up to first floor level, excluding cost of centering, shuttering, finishing and reinforcement b) M20 or 1 :llA:3 (1 cement: llA coarse sand: 3 graded stone aggregate 20 mm nominal size) | 0.495 | Per Cum |  | 0
8/17.2 | Re-fixing existing chowkhats in existing opening including embedding chowkhats in floors or walls cutting masonry for holdfasts, embedding hold fasts in cement concrcte blocks of size 15 x 10 x 10 cm with cement concrete 1 :3:6 (1 cement: 3 coarse sand: 6 graded stone aggregate 20 mm nominal size), painting two coats Of approved wood preservative to sides of chowkhats and making good the damages to walls and floors as required complete, including disposal Of rubbish to the dumping ground, all complete as per direction of Engineer-in- Charge. (excluding cost Of chowkhat) a) Door chowkhats | 5 | Each |  | 0
9/17.47 | Hacking of CC flooring including cleaning for Surface etc. complete as per direction of the Engineer-in-Charge. | 653.384 | PER SQM |  | 0
10/25.1 | Providing and laying integral cement based treatment for water proofing on horizontal surface at all depth below ground level for underground structures as directed by Engineer-in- Charge and consisting of : (i) 1St layer of 22 mm to 25 mm thick approved and specified rough stone slab over a 25 mm thick base of cement mortar 1:3 (1 cement: 3 coarse sand) mixed with water proofing compound conforming to ls:2645 in the recommended proportion over the levelling course (levelling course to be paid separately). Joints sealed and grouted with cemem slurry mixed with water proofing compound. (ii) 2nd layer of 25 mm thick cement mortar 1:3 (1 cement: 3 coarse sand) mixed with water proofing compound in recommended proportions. (iii) Finishing top with stone aggregate of 10 mm to 12 mm nominal size spreading @ 0.008 cum/sqm thoroughly embedded in the 2nd layer. | 653.384 | PER SQM |  | 0
11/16.1 | Surface preparation: Removing existing white or colour wash on wall surfaces by steel wire brushing and/ or scraping, sand papering and preparing the surface smooth including necessary repairs to scratches complete. | 1633.82 | Per Sqm |  | 0
12/16.14 | Finishing walls with water proofing cement paint of required shade: b) Old work (one or more coats applied @ 2.20 kg/10 sqm) over priming coat of primer applied @ 0.80 Itr/10 sqm complete including cost of Priming coat. | 1633.82 | PER SQM |  | 0
13/12.45 | Providing and laying vitrified tiles in different sizes (thickness to be specified by manufacturer), with water absorption less than 0.08 a/a and conforming to ls:15622, of approved make, jn all colours and shade, in skirting, riser of steps, over 12 mm thick bed Of cement mortar 1:3 (1 cement: 3 coarse sand), jointing with grey cement slurry @ 3.3 kg/sqm including grouting the joint with white cement & matching pigments etc. complete. c) Size of Tile 800x800 mm | 544.06 | PER SQM |  | 0
14/7.10 | Half brick masonry with common burnt clay (non modular) 1st class bricks in superstructure above plinth level up to first floor level a) Cement mortar 1:3 (1 cement: 3 coarse sand) | 32.06 | PER SQM |  | 0
15/15.4 | CEMENT PLASTER (IN COARSE SAND) 12 mm cement plaster of mix: a) 1:4 (1 cement: 4 coarse sand) | 71.2 | PER SQM |  | 0
16/16.11 | Applying one coat of water thinnable cement primer of approved brand and manufacture on surfaces: Water thinnable cement primer | 71.2 | PER SQM |  | 0
17/16.2 | Providing and applying Plaster of Paris putty of 2 mm thickness over plastered surface to prepare the surface even and smooth complete | 1705.02 | PER SQM |  | 0
18/16.19 | Wall painting with acrylic emulsion paint of approved brand and manufacture to give an even shade: New work (two or more coats) | 1705.02 | PER SQM |  | 0
19/10.1 | Providing wood work in frames of doors, windows, clerestory windows and other frames, wrought framed and fixed in position with hold fast lugs or with dash fasteners of required diameter & length. A) With Teak wood/ Sissu wood | 0.409 | PER CUM |  | 0
20/10.8 | Providing and fixing panelling or panelling and glazing in panelled or panelled and glazed shutters for doors, windows and clerestory windows (Area Of opening for panel inserts excluding portion inside grooves or rebates to be measured). Panelling for panelled or panelled and glazed shutters 25 mm to 40 mm thick: a)With Teak wood/ Sissu wood. | 5.88 | PER SQM |  | 0
21/16.22 | Finishing with Deluxe Multi surface paint system for interiors and exteriors using Primer as per manufacturers specifications, including scaffolding: b) Painting wood work with Deluxe Mufti Surface Paint ofrequired shade. Two or moi.e coats applied @ 0.90 ltr/10 sqm over an under coat of primer applied @ 0.75 Itr/10 sqm Of approved brand and manufacture | 15.288 | Per Sqm |  | 0
22/20.1 | Providing and fixing water closet squatting pan (Indian type W.C. pan) with 100 mm sand Cast Iron P or S trap, 10 litre low level white P.V.C. flushing cistern, including flush pipe, with manually controlled device (handle lever) conforming to ls:7231, with all fi"ngs and fixtures complete. including cutting and making good the walls and floors wherever required: a) White Vitreous china Orissa pattern W.C, pan of size 580x440 mm with integral type foci rests | 1 | Each |  | 0
23/20.10 | Providing and fixing white vitreous china pedestal for wash basin completely recessed at the back for the reception Of pipes and fittings. | 3 | Each |  | 0
24/20.13 | Providing and fixing white vitreous china laboratory sink with C.I. brackets, C.P. brass chain with rubber plug, 40 mm C.P brass waste and 40mm C.P. brass trap with necessary C.P. brass unions complete, including painting Of tittings and brackets, cutting and making good the wall wherever required: b) Size 600x450x200 mm | 3 | Each |  | 0
25/31.30 | Providing and injecting approved grout in proportion recommended by the manufacturer into cracks/ honey-comb area Of concrete/ masonry by suitable gun/ pump at required pressure including cutting of nipples after curing etc. complete as per directions of Engineer-in-charge. c.) Epoxy injection grout in concrcte/ FICC work ol approved make | 2240 | Per Kg |  | 0
26/31.27 | Providing, mixing and applying SBF3 polymer (Of approved make) modified Cement mortar in proportion of 1 :4 (1 cement: 4 graded coarse sand with polymer minimum 20/a by wt. Of cement used) as per specifications and directions of Engineer-in-charge. Note: Measurement and payment: The pre measurement of thickness shall be done just after the surface preparation js completed and Payment under this item shall be made only after proper wet curing has been done and surface has been satisfactorily evaluated by sounding/ tapping with a blunt metal instrument and/ or the 75mm size cube crushing strength at the end of 28 days to be not less than 30 N/sqmm). a) 12 mm average thickness. | 326.692 | Per Sqm |  | 0
27/19.27 | Diluting and injecting chemical emulsion for POST CONSTPIUCTIONAL anti-termite treatment (excluding the cost of chemical emulsion): c) Treatment Of soil under existing floors using chemical emulsion @ 1 litre per hole, 300 mm apart including drilling 12 mm diameter holes and plugging with cement mortar 1:2 (1 cement: 2 Coarse sand) to match the existing floor: With Chlorpyriphos/ Lindane E.C. 20% with 1 a/o concentration | 326.692 | Per Sqm |  | 0
|  |  |  | Total | 0
BILL OF QUANTITIES (BOQ)
| District | East Garo Hills District.
| Name of Works | New Construction of Acamedic Block
| Name of Health Facility | GNM School of Nursing, Williamnagar.
Item No. | Description of Items (With Brief Specification and reference to book of specification) | Quantity | Unit | Rates in INR (In figures) | Amount in INR
1/2.1 | Earthwork in excavation upto a depth of 2m below the existing ground level for foundation trenches of foundations, footings of column/ walls, retaining walls, septic tank etc. including bailing out water where necessary and removal of surplus earth with all lead and lifts as directed and specified for the following classification of soils.. b) In ordinary rock (soft rock/ medium rock/ hard shale) | 2770.435 | PER CUM |  | 0
2/19.26 | Surface dressing the ground including removing vegetation and in-equalities not exceeding 15 cm deep and disposal of rubbish, lead up to 50 in and lift up to 1.5 in. All kinds of soil | 996.625 | Per sqm |  | 0
3/8.1 | Random rubble masonry with hard stone in foundation and plinth including levelling up with cement concrete 1:6:12 (1 cement: 6 coarse sand: 12 graded stone aggregate 20 mm nominal size) up to plinth level with: a)Cement mortar 1:6 (1 cement: 6 coarse sand) | 314.22 | PER CUM |  | 0
4/2.6 | Earthwork in filling (excluding rock) in trenches, plinth, sides of foundation etc in layers not exceeding 20 cm thick including breaking of clods, consolidating each layer by ramming and watering, lead up to 50 m and lift up to 1.5 m (a) With available excavated earth | 653.975 | Per Cum |  | 0
5/12.5 | Providing soling with stone/ best quality picked jhama brick, sand packed and laid to level and in panel after preparing the subgrade as directed including all labour and materials and if necessary dewatering, complete. B) Stone soling (i) 100 mm | 1889.8705 | PER Sqm |  | 0
6/5.1 | Plain cement concrete works in foundation bed for footing steps, walls, brick works etc below plinth level as directed and specified including dewatering if necessary, and curing complete (shuttering where necessary shall be measured and paid separately). (c) In prop. 1:2: 4 (1 cement:3 coarse sand : 6 coarse agg. ) | 176.638 | PER CUM |  | 0
7/4.4 | SHUTTERING/ FORMWORK Centering and shuttering including strutting, propping etc. and removal of form for all heights complete and as directed by Engineer in charge Lintels, beams, plinth beams, girders, bressumers and cantilevers (using steel) | 1303.161 | PER SQM |  | 0
8/4.5 | Columns, Pillars, Piers, Abutments, Posts and Struts (using steel) | 1398.2 | PER SQM |  | 0
9/4.3 | Slabs, roofs, landings, balconies and access platform, shelves (using steel) | 4422 | PER SQM |  | 0
10/4.6 | Stairs/ spiral staircase, (excluding landings) (using timber | 153.05 | PER SQM |  | 0
11/6.3 | Reinforced cement concrete work in walls (any thickness), including attached pilasters, buttresses, fillets, columns, pillars, posts and struts etc. above plinth level up to first floor level, excluding cost of centering, shuttering, finishing and reinforcement b) M20 or 1 :llA:3 (1 cement: llA coarse sand: 3 graded stone aggregate 20 mm nominal size) | 1135.54 | PER CUM |  | 0
12/7.10 | Half brick masonry with common burnt clay (non modular) 1st class bricks in superstructure above plinth level up to first floor level a) Cement mortar 1:3 (1 cement: 3 coarse sand) | 3942.825 | PER SQM |  | 0
13/15.4 | CEMENT PLASTER (IN COARSE SAND) 12 mm cement plaster of mix: a) 1:4 (1 cement: 4 coarse sand) | 12915.335 | PER SQM |  | 0
14/16.11 | Applying one coat of water thinnable cement primer of approved brand and manufacture on surfaces: Water thinnable cement primer | 12915.335 | PER SQM |  | 0
15/16.2 | Providing and applying Plaster of Paris putty of 2 mm thickness over plastered surface to prepare the surface even and smooth complete | 12915.335 | PER SQM |  | 0
16/16.19 | Wall painting with acrylic emulsion paint of approved brand and manufacture to give an even shade: New work (two or more coats) | 8573.325 | PER SQM |  | 0
17/16.15 | Finishing walls with toxtured exterior paint of required shade, including scaffolding: New work (Two or more coats applied @ 3.28 ltr/10 sqm) over and including priming coat Of exterior primer applied @ 2.20 kg/10 sqm | 4342.01 | PER SQM |  | 0
18/10.1 | Providing wood work in frames of doors, windows, clerestory windows and other frames, wrought framed and fixed in position with hold fast lugs or with dash fasteners of required diameter & length. A) With Teak wood/ Sissu wood | 2.19 | PER CUM |  | 0
19/10.8 | Providing and fixing panelling or panelling and glazing in panelled or panelled and glazed shutters for doors, windows and clerestory windows (Area Of opening for panel inserts excluding portion inside grooves or rebates to be measured). Panelling for panelled or panelled and glazed shutters 25 mm to 40 mm thick: a)With Teak wood/ Sissu wood. | 459.9 | PER SQM |  | 0
20/11.24 | Providing and fixing M.S. grills Of required pattern in trames Of windows, etc. with M.S. flats, square or round bars, etc. including priming coat with approved steel primer all complete. b) Fixed to openings/ wooden frames with rawl plugs screws etc. | 12127.192 | PER KG |  | 0
21/28.34 | Providing and fixing factory made upvc white colour sliding glazed window above 1.50 in in height dimension comprising of UPVC multi-chambered frame with inlbuilt roller track and sash extruded profiles duly reinforced with 1.60 sO.2 mm thick galvanized mild steel section made from roll forming process Of required length (shape & size according to UPVC profile), appropriate dimension of UPVC extruded glazing beads, UPVC extruded interlocks and UPVC extruded inline sash adaptor (if required), EPDM gasket, wool pile, zinc alloy (white powder coated) handle on one side of extreme panel along with zinc plated mild steel multi point locking having transmission gear with keeps, zinc alloy (white powder coated) touch lock with hook (jf required for wire mesh panel), stainless steel ...etc all complete as per approved drawing & direction Of Engineer-in Charge. (Single/ double glass panes shall be paid separately). a) Two track two panels sliding window made of (big series) frame 67x50 mm & sash 46x62 mm both having wall thiekness Of 2.3 cO.2 mm and single glazing bead/ double glazing bead Of appropriate dimension. (Area of window above 2.50 sqm up to 4.00 sqm) | 174.2 | PER Sqm |  | 0
22/24.3 | Providing and fixing glazing in aluminium door. window, ventilator shutters and partitions etc. with EPDM rubber/ neoprene gasket etc. complete as per the architectural drawings and the directions of engineer-in-charge: e) With float glass panes Of 8 mm thickness (weight not less than 20 kg/sqm) | 174.2 | PER Sqm |  | 0
23/31.25 | Drilling suitable holes in reinforced or plain cement concrete with power driven drill machine to a minimum depth Of 100 mm up to 200 mm in PICC beams, lintels, columns and slabs to introduce steel bars for sunshades/ balconies including fixing the steel bars in position using epoxy resin anchor grout of approved make but excluding the cost of reinforcement, all complete as per direction of Engineer-in-charge. Up to and including 12 mm dia. | 60 | Each |  | 0
24/31.26 | Providing, mixing and applying bonding coat of approved adhesive on chipped portion of F}CC as per specifications and direction of Engineer-ln-charge complete in all respect. B) Epoxy bonding adhesive having coverage 2.20 sqmckg of approved make | 6 | Per Sqm |  | 0
25/12.45 | Providing and laying vitrified tiles in different sizes (thickness to be specified by manufacturer), with water absorption less than 0.08 a/a and conforming to ls:15622, of approved make, jn all colours and shade, in skirting, riser of steps, over 12 mm thick bed Of cement mortar 1:3 (1 cement: 3 coarse sand), jointing with grey cement slurry @ 3.3 kg/sqm including grouting the joint with white cement & matching pigments etc. complete. c) Size of Tile 800x800 mm | 5784 | PER SQM |  | 0
26/9.27 | Providing polished VETRIFIED wall tiles of approved quality, size, shape and thickness not less than 8 mm on walls and skirting over cement mortar bed 10 mm thick in prop.1:3 (1 cement: 3 coarse sand) including cutting where necessary finished with flush pointing with adhesive or white cement slurry mixed with approved pigment to match shade of tiles complete at all levels as specified and directed. c) Deluxe range | 96 | PER SQM |  | 0
27/12.28 | Marble stone flooring with 18 mm thick marble stone, as per sample of marble approved by Engineer-in-charge, over 20 mm (average) thick base of cement mortar 1:4 (1 cement: 4 coarse sand) laid and jointed with grey cement slurry, including rubbing and polishing complete with e) Kumari slab | 115.98 | PER SQM |  | 0
28/11.2 | Structural steel work riveted, bolted or welded in built up sections, trusses and framed work, including cutting, hoisting, fixing in position and applying a priming coat Of approved steel primer all complete. | 54029.168 | Per Kg |  | 0
29/11.1 | Structural steel work in single section, fixed with or without connecting plate, including cutting, hoisting, fixing in position and applying a priming coat of approved steel primer all complete. | 4599.564 | Per Sqm |  | 0
30/13.1 | Providing corrugated G.S or galvanised iron sheet roofing including vertical/ curved surface fixed with polymer coated J or L hooks, bolts and nuts 8 mm diameter with bitumen and a.I. limpet washers or with G.I. limpet washers filled with white lead, including a coat Of approved steel primer and two coats of approved paint on overlapping of sheets complete (up to any pitch in horizontal/ vertical or curved surfaces), excluding the cost Of purlins, rafters and trusses and including cutting to size and shape wherever required. a) 1.00 mm thick with zinc coating not less than 275 gin/sqm | 430.45 | Per Sqm |  | 0
31/14.12 | Providing and fixing tiled false ceiling of specified materials of size 595x595 mm in ti.ue horizontal level, suspended on interlocking metal grid of hot dipped galvanized steel sections (galvanized @ 120 grams/sqm, both side inclusive) consisting of main "T" runner with suitably spaced joints to get required length and Of size 24x38 mm made from 0.30 mm thick (minimum) sheet, spaced at 1200 mm centre to centre and cross 'T' Of size 24x25 mm made of 0.30 mm thick (minimum) sheet,1200 mm long spaced between main "T" at 600 mm centre to centre to form a grid of 1200x600 mm and Secondary cross "T" of length 600 mm and size 24x25 mm made of 0.30 mm thick (minimum) sheet to be interlocked at middle of the 1200x600 mm panel to form grids Of 600x600 mm and wall angle of size 24x24xO.3 mm and laying false ceiling tiles of approved textui.e in the grid including, required cutting/ making, opening for services like diffusers, grills, light fittings, fixtures, smoke detectors etc. Main "T" runners to be suspended from ceiling using Gl slotted cleats of size 27x37x25xl,6 mm fixed to ceiling with 12.5 mm dja. and 50 mm long dash fasteners, 4 mm Gl adjustable rods with galvanised butterfly level clips of size 85x30xO.8 mm spaced at 1200 mm centre to centre along main T, bottom exposed width of 24 mm of all T-sections shall be pre-painted with polyester paint, all complete for all heights as per specifications, drawings and as directed by Engineer-incharge. b) GI Metal Ceiling Lay in perforated Tegular edge global white colour tiles of size 595x595 mm and 0.5 mm thick with 8 mm drop; made Of Gl sheet having galvanizing of 100 gins/sqm (both sides inclusive) and 20% perforation area with 1.8 mm dia. holes and having NF`C (Noise Peduction Coefficient) of 0.5, electro statically polyester powder coated of thickness 60microns (minimum), including factory painted after bending and perforation, and backed with a black Glass fibre acoustical f leece. | 716.5 | Per Sqm |  | 0
32/13.4 | Providing ridges or hips Of width 60 cm overall width plain G.S. sheet fixed with polymer coated J or L hooks, bolts and nuts 8 mm dia. G.I. limpet and bitumen washers complete. a) 0.80 mm think with zinc coating not less than 275 gin/sqm | 52 | Per Rm |  | 0
33/12.4 | Making plinth protection 50mm thick of cement concrete 1:3:6 (1 cement: 3 coarse sand: 6 graded stone aggregate 20 mm nominal size) over 75 mm thick bed of dry brick ballast 40 mm nominal size, well rammed and consolidated and grouted with fine sand, including necessary excavation, levelling & dressing & finishing the top smooth. | 49.5 | Per sqm |  | 0
34/25.1 | Providing and laying integral cement based treatment for water proofing on horizontal surface at all depth below ground level for underground structures as directed by Engineer-in- Charge and consisting of : (i) 1St layer of 22 mm to 25 mm thick approved and specified rough stone slab over a 25 mm thick base of cement mortar 1:3 (1 cement: 3 coarse sand) mixed with water proofing compound conforming to ls:2645 in the recommended proportion over the levelling course (levelling course to be paid separately). Joints sealed and grouted with cemem slurry mixed with water proofing compound. (ii) 2nd layer of 25 mm thick cement mortar 1:3 (1 cement: 3 coarse sand) mixed with water proofing compound in recommended proportions. (iii) Finishing top with stone aggregate of 10 mm to 12 mm nominal size spreading @ 0.008 cum/sqm thoroughly embedded in the 2nd layer. | 1113 | Per sqm |  | 0
35/19.27 | Diluting and injecting chemical emulsion for POSTCONSTPIUCTIONAL anti-termite treatment (excluding the cost of chemical emulsion): a)Along external wall where the apron is not provided using chemical emulsion @ 7.5 ltr/ sqm Of the vertical surface Of the substructure to a depth of 300 mm including excavation channel along the wall & rodding etc. complete: With Chlorpyriphos/ Lindane E.C. 20°/o with 1 a/o concentration | 1109.96 | Per Rm |  | 0
36/2.8 | Disposal Of surplus earth/ unserviceable material from the work site including loading and unloading completo as directed. a) First 5 Km | 2116.46 | Cum per Km |  | 0
37/ 6.11 | Supplying, fitting and fixing in position reinforcement bars up to 1st floor level, conforming to relevant I.S. Code for R.C.C. work/ R.B. walling including straightening, cleaning, cutting and bending to proper shapes and length as per details, supplying and binding with 20 G annealed black wire and placing in position with proper blocks, supports, chairs, spacers etc. complete. (Rates inclusive of all wastage, lappage, hooks, chairs, anchorage etc. and no measurement for the same is required) b)High Yield Strength Deformed bars or Tor Bars | 125833.7515 | Per Kg |  | 0
|  |  |  | Sub Total | 0
ELECTRIFICATION A. Internal electrification without AC II. Non Residential Building
| (i) Ground Floor | 985.2 | PER SQM |  | 0
| (ii) First Floor | 985.2 | PER SQM |  | 0
| (iii) Second Floor | 985.2 | PER SQM |  | 0
| (iii) Third Floor with Mumty | 728.37 | PER CUM |  | 0
| External Electrification -Power Supply Connection @ 3.75% of Civil Work( of sub total) |  |  |  | 0
| External Electrification-Lighting Conductors @ 0.25% of Civil work ( of sub total) |  |  |  | 0
| Internal Water Supply @ 8.5% of Civil Work( of sub total) |  |  |  | 0
| External Water Supply @ 1.25% of civil work ( of Sub Total) |  |  |  | 0
| Septic Tank and soak pit with brick walling for 3 nos of 50 users (Amount as per plinth area rate) | 3 | No |  | 0
| Cost of HT line, installation of transforrner, Fencing, DT metering, etc-For 200 KVA Transformer | 1 | No |  | 0
|  |  |  | Grand Total | 0
Note:- 1. Electrification Work (Internal and External) are to include the following (Supplementary estimates to be issue on starting the work) : a) Installation of Electrical Systems and Equipment: This involves the comprehensive installation of all necessary electrical systems and components as specified in the building’s detailed electrification plan. This includes wiring, circuit breakers, panels, lighting fixtures, and other associated electrical equipment to ensure a robust and reliable power distribution network. b) Vertical Transportation Systems: The project includes the installation of an elevator system (lift) in the academic building to facilitate vertical transportation, thereby improving accessibility and enhancing the user experience for students, staff, and visitors. c) Power Supply Augmentation (Wherever is applicable or mentioned in the Annexure): To meet the increased power demand resulting from the new construction, a new transformer will be installed. This transformer will be appropriately sized to handle the additional load and will be integrated into the existing power supply network to ensure seamless operation and reliability. 2.Water Supply Systems (Internal and External) are to include the following (Supplementary estimates to be issue on starting the work) : a) Sanitary and Plumbing Infrastructure: This encompasses the complete installation of all sanitary and plumbing systems, including piping, fixtures, and fittings. The work will cover the entire spectrum of water supply and drainage systems, ensuring efficient distribution and disposal of water within the facility. b) Sanitary Fixtures and Appliances: The installation will include all necessary bathroom and toilet fittings, such as washbasins, commodes, urinals, faucets, and showers. These fixtures will be selected and installed to meet the functional requirements and aesthetic standards of the facility. c) Water Storage Solutions: To ensure an uninterrupted water supply, water storage tanks will be installed. These tanks will be strategically placed and sized to meet the operational water demand of the facility, providing a consistent and adequate water supply for all intended uses.

## Additional Items (hidden)
Item No | Description | Quantity | Unit | Rate | Total
1 | Cost for ESMP Compliance - Nongpoh | 1 | Nos | 199050 | 199050
2 | Cost of Glow Signboard-5Ft X 4Ft Nongpoh | 1 | Nos | 10500 | 10500
3 | Cost for ESMP Compliance - Nongstoin | 1 | Nos | 199050 | 199050
4 | Cost of Glow Signboard-5Ft X 4Ft Nongstoin | 1 | Nos | 10500 | 10500
5 | Cost for ESMP Compliance - Williamnagar | 1 | Nos | 199050 | 199050
6 | Cost of Glow Signboard-5Ft X 4Ft Williamnagar | 1 | Nos | 10500 | 10500

## Macros
Please Enable Macros to View BoQ information